## __snloffice (hidden)
允䅁䑁䅯䅁䍁䅁䅁䅁䉁䅁䅁䅄䅁䑁䅉䅍硁䑁䅉兗䅁䅁䅙䅁䵁䅁䅁杍睁䑁䅅睍婂䅁䅁䅁䅁䅁䅷䅁祁䑁䅁免ぁ䙁䅫䅁䑁䅁䅁䅄䅁䑁䅉䅍硁䑁䅕兗䅁䅁䅳䅁䵁䅁䅁杍睁䑁䅅李婂䅁䅁睄䅁䅁䅷䅁祁䑁䅁免㍁䙁䅫䅁坁䅁䅁䅄䅁䑁䅉䅍硁䑁䅧兗䅁䅁䅧䅁䵁䅁䅁杍睁䑁䅅兏婂䅁䅁兆䅁䅁䅷䅁祁䑁䅁杍睁䙁䅫䅁乁䅁䅁䅄䅁䑁䅉䅍祁䑁䅅兗䅁䅁䅕䅁慂䅁䅁兑瑂䝁䄸杣あ䍁䅁杊杁䕁䅑党睂䝁䅷䅉療䝁䅙䅉噂䡁䅑兡獂䝁䅫䅤㕂䍁䅁䅕獂䝁䅅杢あ䍁䅁兌杁䕁䄸䅤潂䝁䅕杣杁䍁䅧䅊睁䑁䅁䅍灁䅁䅁䅊䅁䙁䅧䅁䉂䝁䄰睢祂䡁䅑䅉流䍁䅁䅒求䡁䅁䅢杁䝁䄸杚杁䙁䅕䅤灂䝁䅷兡あ䡁䅫䅉兂䝁䅷兙畂䡁䅑杏杁䙁䅑睢あ䝁䅅䅢杁䍁䅧䅊睁䑁䅁䅍灁䅁䅁睊䅁䝁䅷䅁䉂䝁䄰睢祂䡁䅑兡㙂䝁䅅䅤灂䝁䄸杢杁䍁䅙䅉䕂䝁䅕䅣獂䝁䅕䅤灂䝁䄸杢杁䝁䄸杚杁䙁䅕䅤灂䝁䅷兡あ䡁䅫䅉兂䝁䅷兙畂䡁䅑杏杁䕁䅣兙穂䍁䅁䅋歁䑁䅁䅍睁䍁䅫䅁祁䅁䅁杍䅁䕁䅅兢療䡁䅉䅤灂䡁䅯兙あ䝁䅫睢畂䍁䅁杒ㅂ䝁䄴䅚杁䍁䅧䅊睁䑁䅁䅍灁䅁䅁充䅁䕁䅧䅁䑂䝁䄸兢瑂䝁䅕杣橂䝁䅫兙獂䍁䅁杔桂䡁䅑兤祂䝁䅅䅢杁䕁䅣兙穂䍁䅁杖療䝁䅷兤瑂䝁䅕䅉潁䕁䄰睙浂䍁䅫䅁㉁䅁䅁䅈䅁䕁䅍睢瑂䡁䅁兙畂䡁䅫䅉佂䝁䅅兢求䍁䅁䅁㑁䅁䅁䅔䅁䕁䅑党睂䍁䅁兒㑂䡁䅁䅉浂䝁䄸杣杁䕁䅅督穂䝁䅕䅤杁䙁䅉党あ䍁䅁睑療䡁䅍䅤瑁䕁䅣兙穂䍁䅁䅋歁䑁䅁䅍睁䍁䅫䅁睁䅁䅁䅕䅁䕁䅑党睂䍁䅁兒㑂䡁䅁䅉浂䝁䄸杣杁䕁䅅督穂䝁䅕䅤杁䙁䅉党あ䍁䅁睑療䡁䅍䅤瑁䕁䄸䅤潂䝁䅕杣杁䍁䅧䅊睁䑁䅁䅍灁䅁䅁杄䅁䕁䅧䅁䕂䝁䅕䅣祂䝁䅕睙灂䝁䅅䅤灂䝁䄸杢杁䕁䅕䅥睂䝁䅕杢穂䝁䅕䅉瑁䍁䅁睔あ䝁䅧党祂䍁䅁䅋歁䑁䅁䅍睁䍁䅫䅁呁䅁䅁村䅁䕁䅑党睂䡁䅉党橂䝁䅫兙あ䝁䅫睢畂䍁䅁兒㑂䡁䅁党畂䡁䅍党㙁䍁䅁睒桂䡁䅍䅉潁䍁䅑䅍睁䑁䅁克䅁䉁䅳䅁䝂䅁䅁䅒求䡁䅁杣求䝁䅍兡桂䡁䅑兡療䝁䄴䅉䙂䡁䅧䅣求䝁䄴督求䑁䅯䅉啂䝁䄸䅤桂䝁䅷䅉潁䍁䅑䅍睁䑁䅁克䅁䍁䅯䅁祁䅁䅁䅒求䡁䅁杣求䝁䅍兡桂䡁䅑兡療䝁䄴䅉䝂䡁䅕杢歂䍁䅁䅋歁䑁䅁䅍睁䍁䅫䅁䵁䅁䅁䅕䅁䕁䅕䅢求䝁䅍䅤祂䝁䅫睙杁䙁䅁睢㍂䝁䅕杣杁䕁䄴兙あ䡁䅕杣桂䝁䅷䅉䡂䝁䅅督杁䙁䅙睢獂䡁䅕兢求䍁䅁䅋乂䝁䅍杚灁䅁䅁睍䅁䝁䅉䅁䡂䝁䅅兡畂䡁䅍䅉䝂䡁䅉睢瑂䍁䅁䅒灂䡁䅍䅣療䡁䅍兙獂䍁䅁睢浂䍁䅁兖あ䝁䅫䅢灂䡁䅑入杁䙁䅁䅢桂䝁䄴䅤㙁䍁䅁睒桂䡁䅍䅉潁䍁䅑䅍睁䑁䅁克䅁䍁䅅䅁卂䅁䅁兓畂䝁䅑兤穂䡁䅑杣灂䝁䅅䅢杁䕁䄴兙あ䡁䅕杣桂䝁䅷䅉䡂䝁䅅督杁䕁䅍兤穂䡁䅑睢瑂䝁䅕杣杁䍁䅧兙橂䡁䅑兤桂䝁䅷克䅁䅁䅯䅁䥂䅁䅁兓畂䝁䅑兤穂䡁䅑杣灂䝁䅅䅢杁䕁䄴兙あ䡁䅕杣桂䝁䅷䅉䡂䝁䅅督杁䙁䅙睢獂䡁䅕兢求䍁䅁䅋乂䝁䅍杚灁䅁䅁睆䅁䝁䅁䅁䩂䝁䄴䅤求䡁䅉䅚求䡁䅁兙祂䡁䅑兢求䝁䄴䅤桂䝁䅷䅉佂䝁䅅䅤ㅂ䡁䅉兙獂䍁䅁睒桂䡁䅍䅉䑂䡁䅕督あ䝁䄸兢求䡁䅉䅉潁䝁䅅睙あ䡁䅕兙獂䍁䅫䅁流䅁䅁䅚䅁䕁䅷睢穂䡁䅍党穂䍁䅁杒祂䝁䄸兢杁䕁䅑兡穂䡁䅁睢穂䝁䅅䅢杁䝁䄸杚杁䙁䅕䅤灂䝁䅷兡あ䡁䅫䅉兂䝁䅷兙畂䡁䅑杏杁䕁䅣兙穂䍁䅁䅋歁䑁䅁䅍睁䍁䅫䅁䩁䅁䅁䅑䅁䕁䄰兙灂䝁䄴䅤求䝁䄴兙畂䝁䅍党杁䕁䅕䅥睂䝁䅕杢穂䝁䅕杏杁䕁䅣兙穂䍁䅁䅋歁䑁䅁䅍睁䍁䅫䅁䡁䅁䅁䅒䅁䕁䄰兙灂䝁䄴䅤求䝁䄴兙畂䝁䅍党杁䕁䅕䅥睂䝁䅕杢穂䝁䅕杏杁䕁䄸䅤潂䝁䅕杣杁䍁䅧䅊睁䑁䅁䅍灁䅁䅁兌䅁䕁䅑䅁乂䝁䅅兡畂䡁䅑党畂䝁䅅杢橂䝁䅕䅉䙂䡁䅧䅣求䝁䄴督求䑁䅯䅉啂䝁䄸䅤桂䝁䅷䅉潁䍁䅑䅍睁䑁䅁克䅁䍁䅳䅁㡁䅁䅁睔睂䝁䅕杣桂䡁䅑兡畂䝁䅣䅉䙂䡁䅧䅣求䝁䄴督求䑁䅯䅉䡂䝁䅅督杁䍁䅧䅊睁䑁䅁䅍灁䅁䅁䅉䅁䕁䅁䅁偂䡁䅁党祂䝁䅅䅤灂䝁䄴睚杁䕁䅕䅥睂䝁䅕杢穂䝁䅕杏杁䙁䅑睢あ䝁䅅䅢杁䍁䅧䅊睁䑁䅁䅍灁䅁䅁兊䅁䙁䅷䅁偂䡁䅁党祂䝁䅅䅤灂䝁䄴睚杁䕁䅫杢橂䝁䄸兢求䍁䅁䅖桂䡁䅧党穂䍁䅷䅉䝂䝁䅕䅚求䡁䅉兙獂䍁䅷䅉偂䡁䅑䅡求䡁䅉䅉潁䍁䅑䅍睁䑁䅁克䅁䍁䅷䅁歂䅁䅁睔睂䝁䅕杣桂䡁䅑兡畂䝁䅣䅉䩂䝁䄴睙療䝁䄰党杁䙁䅑兙㑂䝁䅕督獁䍁䅁杔療䝁䄴兌䝂䝁䅕䅚求䡁䅉兙獂䍁䅷䅉偂䡁䅑䅡求䡁䅉䅉潁䍁䅑䅍睁䑁䅁克䅁䍁䄸䅁奂䅁䅁睔睂䝁䅕杣桂䡁䅑兡畂䝁䅣䅉䩂䝁䄴睙療䝁䄰党杁䙁䅑兙㑂䝁䅕督㙁䍁䅁杒求䝁䅑党祂䝁䅅䅢㙁䍁䅁睒桂䡁䅍䅉潁䍁䅑䅍睁䑁䅁克䅁䉁䅁䅁啂䅁䅁睔睂䝁䅕杣桂䡁䅑兡畂䝁䅣䅉䩂䝁䄴睙療䝁䄰党杁䙁䅑兙㑂䝁䅕督㙁䍁䅁睔あ䝁䅧党祂䑁䅯䅉䡂䝁䅅督杁䍁䅧䅊睁䑁䅁䅍灁䅁䅁䅎䅁䑁䄴䅁偂䡁䅑䅡求䡁䅉䅉佂䝁䅅䅤ㅂ䡁䅉兙獂䍁䅁睒桂䡁䅍䅉坂䝁䄸䅢ㅂ䝁䄰党杁䍁䅧兔橂䝁䅙克䅁䑁䅣䅁啂䅁䅁睔あ䝁䅧党祂䍁䅁杕求䡁䅑兙灂䝁䅷䅉䡂䝁䅅督杁䙁䅍兙獂䝁䅕督杁䕁䅍兤穂䡁䅑睢瑂䝁䅕杣穂䍁䅁䅋桂䝁䅍䅤ㅂ䝁䅅䅢灁䅁䅁免䅁䙁䅙䅁卂䝁䅕督灂䝁䅑党畂䡁䅑兡桂䝁䅷䅉佂䝁䅅䅤ㅂ䡁䅉兙獂䍁䅁睒桂䡁䅍䅉䑂䡁䅕督あ䝁䄸兢求䡁䅉督杁䍁䅧兙橂䡁䅑兤桂䝁䅷克䅁䉁䅧䅁䭂䅁䅁杕求䡁䅍兡歂䝁䅕杢あ䝁䅫兙獂䍁䅁杔桂䡁䅑兤祂䝁䅅䅢杁䕁䅣兙穂䍁䅁杖療䝁䅷兤瑂䝁䅕䅉潁䕁䄰睙浂䍁䅫䅁慁䅁䅁杋䅁䙁䅍杔䵂䍁䅁兓畂䡁䅍䅤灂䡁䅑兤あ䝁䅫睢畂䍁䅁睓求䡁䅫䅉䅁䑁䅫䅁坂䅁䅁睕瑂䝁䅅䅢獂䍁䅁睢祂䍁䅁睑療䝁䄰兢求䡁䅉睙灂䝁䅅䅢杁䕁䅣兙穂䍁䅁睑ㅂ䡁䅍䅤療䝁䄰党祂䡁䅍䅉潁䝁䅅睙あ䡁䅕兙獂䍁䅫䅁啁䅁䅁䅣䅁䙁䅑睢あ䝁䅅䅢杁䕁䅅睙橂䡁䅕兢ㅂ䝁䅷兙あ䝁䅕䅚杁䕁䅑党睂䡁䅉党橂䝁䅫兙あ䝁䅫睢畂䍁䅁睒桂䡁䅍䅉噂䡁䅑兡獂䝁䅫䅤㕂䍁䅁䅕獂䝁䅅杢あ䍁䅁䅋歁䑁䅁䅍睁䍁䅫䅁摁䅁䅁䅚䅁䙁䅑睢あ䝁䅅䅢杁䕁䅅䅚瑂䝁䅫杢灂䡁䅍䅤祂䝁䅅䅤灂䡁䅙党杁䍁䅙䅉䡂䝁䅕杢求䡁䅉兙獂䍁䅁睔流䕁䄰䅉䙂䡁䅧䅣求䝁䄴督求䍁䅁䅋歁䑁䅁䅍睁䍁䅫䅁䕁䅁䅁杔䅁䙁䅑睢あ䝁䅅䅢杁䕁䅍兤穂䡁䅑睢瑂䝁䅕杣杁䕁䅅睙橂䝁䄸兤畂䡁䅑督杁䕁䅕䅥睂䝁䅕杢穂䝁䅕䅉潁䍁䅑䅍睁䑁䅁克䅁䉁䄴䅁潂䅁䅁䅖療䡁䅑兙獂䍁䅁睑ㅂ䡁䅍䅤療䝁䄰党祂䍁䅁睕求䡁䅉杤灂䝁䅍党杁䍁䅙䅉䩂䝁䄴杚療䡁䅉兢桂䡁䅑兡療䝁䄴䅉䙂䡁䅧䅣求䝁䄴督求䍁䅁䅋歁䑁䅁䅍睁䍁䅫䅁晁䅁䅁杙䅁䙁䅑睢あ䝁䅅䅢杁䕁䅑党睂䡁䅉党橂䝁䅫兙あ䝁䅫睢畂䍁䅁杊杁䕁䅅兢療䡁䅉䅤灂䡁䅯兙あ䝁䅫睢畂䍁䅁兒㑂䡁䅁党畂䡁䅍党杁䍁䅧䅊睁䑁䅁䅍灁䅁䅁杉䅁䕁䅷䅁啂䝁䄸䅤桂䝁䅷䅉䕂䝁䅫督あ䡁䅉兡楂䡁䅕䅤灂䝁䄸杢杁䕁䄸杊乂䍁䅁兒㑂䡁䅁党畂䡁䅍党杁䍁䅧䅊睁䑁䅁䅍灁䅁䅁克䅁䙁䅷䅁啂䝁䄸䅤桂䝁䅷䅉䙂䝁䄴䅚杁䙁䅕督求䡁䅉䅉佂䝁䅅䅤ㅂ䡁䅉兙獂䍁䅁睒桂䡁䅍䅉䑂䡁䅕督あ䝁䄸兢求䡁䅉督杁䍁䅧兙橂䡁䅑兤桂䝁䅷克䅁䉁䅫䅁兂䅁䅁䅖療䡁䅑兙獂䍁䅁兒畂䝁䅑䅉噂䡁䅍党祂䍁䅁杔桂䡁䅑兤祂䝁䅅䅢杁䕁䅣兙穂䍁䅁杖療䝁䅷兤瑂䝁䅕䅉潁䕁䄰睙浂䍁䅫䅁潁䅁䅁杙䅁䙁䅑睢あ䝁䅅䅢杁䕁䅣兙穂䍁䅁睔睂䝁䅕杣桂䡁䅑兡療䝁䄴䅉流䍁䅁兔桂䝁䅫杢あ䝁䅕杢桂䝁䄴睙求䍁䅁兒㑂䡁䅁党畂䡁䅍党杁䍁䅧䅊睁䑁䅁䅍灁䅁䅁杅䅁䕁䅷䅁啂䝁䄸䅤桂䝁䅷䅉啂䡁䅉兙畂䡁䅍兢灂䡁䅍督灂䝁䄸杢杁䕁䄸杊乂䍁䅁兒㑂䡁䅁党畂䡁䅍党杁䍁䅧䅊睁䑁䅁䅍灁䅁䅁兎䅁䑁䅙䅁啂䝁䄸䅤桂䝁䅷䅉噂䡁䅑兡獂䝁䅫䅤㕂䍁䅁䅕獂䝁䅅杢あ䍁䅁䅋歁䑁䅁䅍睁䍁䅫䅁捁䅁䅁李䅁䙁䅕䅤灂䝁䅷兡あ䡁䅫䅉䙂䕁䅉兓啂䕁䅑兑㙁䍁䅁睒桂䡁䅍䅉潁䍁䅑䅍睁䑁䅁克䅁䍁䄴䅁煁䅁䅁兖あ䝁䅫䅢灂䡁䅑入杁䙁䅁䅢桂䝁䄴䅤杁䍁䅧䅊睁䑁䅁䅍灁䅁䅁杁䅁䕁䅷䅁坂䝁䅕䅡灂䝁䅍䅢求䍁䅁杒ㅂ䝁䅕䅢杁䕁䄴兙あ䡁䅕杣桂䝁䅷䅉䡂䝁䅅督杁䙁䅙睢獂䡁䅕兢求䍁䅁䅋乂䝁䅍杚灁䅁䅁睉䅁䅁䅁䅁㵁

## Cover Page
DRAFT FOR STAKEHOLDER REVIEW
CLCPA Study Assumptions Appendix
Prepared for National Grid
Submitted by:
guidehouse.com
Date:
2022-08-10
Disclaimer
This deliverable was prepared by Guidehouse Inc. for National Grid ("Client"). The work presented in this deliverable represents Guidehouse’s professional judgement based on the information available at the time this deliverable was prepared. The information in this deliverable may not be relied upon by anyone other than Client. Accordingly, Guidehouse disclaims any contractual or other responsibility to others based on their access to or use of the deliverable. © 2022 Guidehouse Inc. All rights reserved.
Tab Name | Contents
Cover Page | Cover Page for Guidehouse CLCPA Study Assumptions Appendix
Instructions for Comment | Form for Stakeholders to Provide Comments on Study Assumptions
NYS Regions | Source for NYS Regions
Economic Drivers | Source for Regional Population and Building Stocks Trends
Emissions | Source for Emissions Availability, Costs and Offsets
Equipment Efficiencies | Source for Building Equipment Efficiencies
Equipment Costs | Source for Building Equipment Costs
Fuel Price Forecasts | Source for Fuel Costs and Price Forecasts
Supply Technology Costs | Source for Supply Technology Costs by Type and Decade
Infrastructure Technology Costs | Source for Infrastructure Technology Costs and Characteristics
Generation & Capacity | Source for Existing and Planned Generation and Capacity
Transfer Limits | Source for Transfer Limits between Subregions
Supply Tech Capacity Factors | Source for Supply Technology by Hourly Capacity Factor
Resource Constraint | Source for Resource Availability by Fuel Capacity Unit and Decade
Transportation | Source for Transportation Information and Assumptions
Industry | Source for Energy by Sector

## Instructions for Comment
Stakeholder Comment Form
Organization
Commenter Name
Tab | Input Name | Suggested Input Value | Suggested Input Source | Notes

## NYS Regions
New York State Regions
Notes:
Parameter | Source | Link
NYISO Zone | NYISO | https://www.nyiso.com/documents/20142/1397960/nyca_zonemaps.pdf
NY Natural Gas Delievered by OpCo | Company-level supply and disposition - EIA - 176 | https://www.eia.gov/naturalgas/ngqs/#?year1=2017&year2=2020&company=Name
LCP Model Region | Informed by NYISO Zone
Share of Regional Natural Gas Use Delivered by National Grid OpCos
LCP Model Region | National Grid Gas OpCo | Residential | Commercial | Industrial
A-E | NMPC West | 22.95% | 24.42% | 22.63%
F | NMPC East | 100% | 100% | 100%
GHI | None | N/A | N/A | N/A
J | KEDNY | 57.79% | 17.81% | 75.99%
K | KEDLI | 100% | 100% | 100%
New York State Regions
State | County | NYISO Load Zone | LCP Model Region
New York | ALBANY | F | F
New York | ALLEGANY | B | A-E
New York | BRONX | J | J
New York | BROOME | C | A-E
New York | CATTARAUGUS | A | A-E
New York | CAYUGA | C | A-E
New York | CHAUTAUQUA | A | A-E
New York | CHEMUNG | C | A-E
New York | CHENANGO | E | A-E
New York | CLINTON | D | A-E
New York | COLUMBIA | F | F
New York | CORTLAND | C | A-E
New York | DELAWARE | E | A-E
New York | DUTCHESS | G | GHI
New York | ERIE | A | A-E
New York | ESSEX | F | F
New York | FRANKLIN | E | A-E
New York | FULTON | F | F
New York | GENESEE | A | A-E
New York | GREENE | G | GHI
New York | HAMILTON | F | F
New York | HERKIMER | E | A-E
New York | JEFFERSON | E | A-E
New York | KINGS | J | J
New York | LEWIS | E | A-E
New York | LIVINGSTON | A | A-E
New York | MADISON | E | A-E
New York | MONROE | B | A-E
New York | MONTGOMERY | F | F
New York | NASSAU | K | K
New York | NEW YORK | J | J
New York | NIAGARA | A | A-E
New York | ONEIDA | E | A-E
New York | ONONDAGA | C | A-E
New York | ONTARIO | B | A-E
New York | ORANGE | G | GHI
New York | ORLEANS | A | A-E
New York | OSWEGO | C | A-E
New York | OTSEGO | E | A-E
New York | PUTNAM | G | GHI
New York | QUEENS | J | J
New York | RENSSELAER | F | F
New York | RICHMOND | J | J
New York | ROCKLAND | G | GHI
New York | SARATOGA | F | F
New York | SCHENECTADY | F | F
New York | SCHOHARIE | F | F
New York | SCHUYLER | C | A-E
New York | SENECA | C | A-E
New York | ST. LAWRENCE | E | A-E
New York | STEUBEN | C | A-E
New York | SUFFOLK | K | K
New York | SULLIVAN | E | A-E
New York | TIOGA | C | A-E
New York | TOMPKINS | C | A-E
New York | ULSTER | G | GHI
New York | WARREN | F | F
New York | WASHINGTON | F | F
New York | WAYNE | B | A-E
New York | WESTCHESTER | I | GHI
New York | WYOMING | A | A-E
New York | YATES | C | A-E

## Economic Drivers
Economic Drivers
Notes: | The economic drivers are recorded on an annual-basis rather than the decade (2020,30,40,50) because they were used to develop inputs to the model.
Population, housing, and commercial floorspace statistics are used to disaggregate statewide energy use for non-natural gas fuel types
Parameter | Source | Comment | Link
Population (2018) | ACS 2018 | Consistent with Integration Analysis | https://www2.census.gov/programs-surveys/acs/summary_file/2018/data/5_year_comparison_profiles/county/
Population (2019-2050 growth) | Cornell PAD Annualized Growth Rate by County (2020-2040) | Consistent with Integration Analysis | https://pad.human.cornell.edu/counties/projections.cfm
Housing Units (2018) | ACS 2018 | Consistent with Integration Analysis | https://www2.census.gov/programs-surveys/acs/summary_file/2018/data/5_year_comparison_profiles/county/
Commercial square feet (2018) | NYSERDA Commercial Baseline Study | Consistent with Integration Analysis | https://www.nyserda.ny.gov/about/publications/building-stock-and-potential-studies/commercial-statewide-baseline-study
Commercial square feet (2019-2050 growth) | Ratio of US GDP growth rate to population growth rate forecast from AEO 2020, applied to regional population growth | Consistent with Integration Analysis | N/A
Population growth by region (million people)
Region | 2018 | 2019 | 2020 | 2021 | 2022 | 2023 | 2024 | 2025 | 2026 | 2027 | 2028 | 2029 | 2030 | 2031 | 2032 | 2033 | 2034 | 2035 | 2036 | 2037 | 2038 | 2039 | 2040 | 2041 | 2042 | 2043 | 2044 | 2045 | 2046 | 2047 | 2048 | 2049 | 2050
Upstate NY A-E | 4.7084 | 4.7022 | 4.696 | 4.6898 | 4.6835 | 4.6773 | 4.6711 | 4.665 | 4.6588 | 4.6526 | 4.6465 | 4.6403 | 4.6342 | 4.628 | 4.6219 | 4.6158 | 4.6097 | 4.6036 | 4.5975 | 4.5914 | 4.5853 | 4.5792 | 4.5732 | 4.5671 | 4.5611 | 4.555 | 4.549 | 4.543 | 4.537 | 4.531 | 4.525 | 4.519 | 4.513
Upstate NY F | 1.1771 | 1.1779 | 1.1788 | 1.1796 | 1.1804 | 1.1813 | 1.1821 | 1.183 | 1.1838 | 1.1846 | 1.1855 | 1.1863 | 1.1872 | 1.188 | 1.1888 | 1.1897 | 1.1905 | 1.1914 | 1.1922 | 1.1931 | 1.1939 | 1.1948 | 1.1956 | 1.1965 | 1.1973 | 1.1981 | 1.199 | 1.1998 | 1.2007 | 1.2016 | 1.2024 | 1.2033 | 1.2041
Downstate NY - Lower Hudson Valley | 2.3542 | 2.3598 | 2.3653 | 2.3709 | 2.3765 | 2.3821 | 2.3877 | 2.3933 | 2.3989 | 2.4046 | 2.4102 | 2.4159 | 2.4216 | 2.4273 | 2.433 | 2.4388 | 2.4445 | 2.4503 | 2.456 | 2.4618 | 2.4676 | 2.4734 | 2.4793 | 2.4851 | 2.4909 | 2.4968 | 2.5027 | 2.5086 | 2.5145 | 2.5204 | 2.5263 | 2.5323 | 2.5383
Downstate NY - New York City | 8.6321 | 8.6615 | 8.691 | 8.7206 | 8.7503 | 8.78 | 8.8099 | 8.8399 | 8.87 | 8.9002 | 8.9305 | 8.9609 | 8.9914 | 9.022 | 9.0527 | 9.0835 | 9.1145 | 9.1455 | 9.1766 | 9.2078 | 9.2392 | 9.2706 | 9.3022 | 9.3339 | 9.3656 | 9.3975 | 9.4295 | 9.4616 | 9.4938 | 9.5261 | 9.5586 | 9.5911 | 9.6237
Downstate NY - Long Island | 2.7466 | 2.7476 | 2.7487 | 2.7497 | 2.7507 | 2.7518 | 2.7528 | 2.7538 | 2.7549 | 2.7559 | 2.757 | 2.758 | 2.759 | 2.7601 | 2.7611 | 2.7622 | 2.7632 | 2.7642 | 2.7653 | 2.7663 | 2.7674 | 2.7684 | 2.7695 | 2.7705 | 2.7715 | 2.7726 | 2.7736 | 2.7747 | 2.7757 | 2.7768 | 2.7778 | 2.7789 | 2.7799
Total | 19.6185 | 19.649 | 19.6797 | 19.7105 | 19.7414 | 19.7725 | 19.8037 | 19.835 | 19.8664 | 19.898 | 19.9296 | 19.9614 | 19.9934 | 20.0254 | 20.0576 | 20.0899 | 20.1224 | 20.1549 | 20.1876 | 20.2204 | 20.2534 | 20.2865 | 20.3197 | 20.353 | 20.3865 | 20.4201 | 20.4538 | 20.4877 | 20.5217 | 20.5558 | 20.5901 | 20.6245 | 20.659
Housing units by region (million units)
Region | 2018 | 2019 | 2020 | 2021 | 2022 | 2023 | 2024 | 2025 | 2026 | 2027 | 2028 | 2029 | 2030 | 2031 | 2032 | 2033 | 2034 | 2035 | 2036 | 2037 | 2038 | 2039 | 2040 | 2041 | 2042 | 2043 | 2044 | 2045 | 2046 | 2047 | 2048 | 2049 | 2050
Upstate NY A-E | 2.2351 | 2.2321 | 2.2292 | 2.2262 | 2.2233 | 2.2203 | 2.2174 | 2.2145 | 2.2115 | 2.2086 | 2.2057 | 2.2028 | 2.1999 | 2.1969 | 2.194 | 2.1911 | 2.1882 | 2.1853 | 2.1824 | 2.1795 | 2.1767 | 2.1738 | 2.1709 | 2.168 | 2.1652 | 2.1623 | 2.1594 | 2.1566 | 2.1537 | 2.1509 | 2.148 | 2.1452 | 2.1423
Upstate NY F | 0.57947 | 0.57988 | 0.58029 | 0.58071 | 0.58112 | 0.58153 | 0.58194 | 0.58235 | 0.58277 | 0.58318 | 0.58359 | 0.58401 | 0.58442 | 0.58484 | 0.58525 | 0.58567 | 0.58608 | 0.5865 | 0.58691 | 0.58733 | 0.58774 | 0.58816 | 0.58858 | 0.589 | 0.58941 | 0.58983 | 0.59025 | 0.59067 | 0.59109 | 0.59151 | 0.59193 | 0.59234 | 0.59276
Downstate NY - Lower Hudson Valley | 0.9106 | 0.91274 | 0.91489 | 0.91705 | 0.91921 | 0.92137 | 0.92354 | 0.92572 | 0.9279 | 0.93008 | 0.93227 | 0.93447 | 0.93667 | 0.93887 | 0.94109 | 0.9433 | 0.94552 | 0.94775 | 0.94998 | 0.95222 | 0.95446 | 0.95671 | 0.95896 | 0.96122 | 0.96348 | 0.96575 | 0.96803 | 0.97031 | 0.97259 | 0.97488 | 0.97718 | 0.97948 | 0.98179
Downstate NY - New York City | 3.4768 | 3.4887 | 3.5005 | 3.5125 | 3.5244 | 3.5364 | 3.5485 | 3.5605 | 3.5726 | 3.5848 | 3.597 | 3.6093 | 3.6215 | 3.6339 | 3.6462 | 3.6587 | 3.6711 | 3.6836 | 3.6961 | 3.7087 | 3.7213 | 3.734 | 3.7467 | 3.7595 | 3.7723 | 3.7851 | 3.798 | 3.8109 | 3.8239 | 3.8369 | 3.85 | 3.8631 | 3.8762
Downstate NY - Long Island | 1.0762 | 1.0766 | 1.077 | 1.0774 | 1.0778 | 1.0782 | 1.0786 | 1.079 | 1.0794 | 1.0798 | 1.0802 | 1.0806 | 1.081 | 1.0814 | 1.0819 | 1.0823 | 1.0827 | 1.0831 | 1.0835 | 1.0839 | 1.0843 | 1.0847 | 1.0851 | 1.0855 | 1.0859 | 1.0864 | 1.0868 | 1.0872 | 1.0876 | 1.088 | 1.0884 | 1.0888 | 1.0892
Total | 8.2782 | 8.29 | 8.3019 | 8.3138 | 8.3258 | 8.3379 | 8.3499 | 8.3621 | 8.3743 | 8.3865 | 8.3988 | 8.4111 | 8.4235 | 8.436 | 8.4485 | 8.461 | 8.4736 | 8.4863 | 8.499 | 8.5117 | 8.5245 | 8.5374 | 8.5503 | 8.5633 | 8.5763 | 8.5893 | 8.6025 | 8.6156 | 8.6289 | 8.6422 | 8.6555 | 8.6689 | 8.6823
Commercial square feet by region (billion square feet)
Region | 2018 | 2019 | 2020 | 2021 | 2022 | 2023 | 2024 | 2025 | 2026 | 2027 | 2028 | 2029 | 2030 | 2031 | 2032 | 2033 | 2034 | 2035 | 2036 | 2037 | 2038 | 2039 | 2040 | 2041 | 2042 | 2043 | 2044 | 2045 | 2046 | 2047 | 2048 | 2049 | 2050
Upstate NY A-E | 1.1987 | 1.1987 | 1.1987 | 1.1987 | 1.1987 | 1.1987 | 1.1987 | 1.1987 | 1.1987 | 1.1987 | 1.1987 | 1.1987 | 1.1987 | 1.1987 | 1.1987 | 1.1987 | 1.1987 | 1.1987 | 1.1987 | 1.1987 | 1.1987 | 1.1987 | 1.1987 | 1.1987 | 1.1987 | 1.1987 | 1.1987 | 1.1987 | 1.1987 | 1.1987 | 1.1987 | 1.1987 | 1.1987
Upstate NY F | 0.29968 | 0.3001 | 0.30053 | 0.30095 | 0.30138 | 0.30181 | 0.30223 | 0.30266 | 0.30309 | 0.30352 | 0.30395 | 0.30438 | 0.30481 | 0.30525 | 0.30568 | 0.30611 | 0.30655 | 0.30698 | 0.30742 | 0.30785 | 0.30829 | 0.30873 | 0.30916 | 0.3096 | 0.31004 | 0.31048 | 0.31092 | 0.31136 | 0.3118 | 0.31225 | 0.31269 | 0.31313 | 0.31358
Downstate NY - Lower Hudson Valley | 0.59935 | 0.60217 | 0.60501 | 0.60786 | 0.61072 | 0.6136 | 0.61649 | 0.61939 | 0.62231 | 0.62524 | 0.62819 | 0.63115 | 0.63412 | 0.6371 | 0.64011 | 0.64312 | 0.64615 | 0.64919 | 0.65225 | 0.65532 | 0.65841 | 0.66151 | 0.66463 | 0.66776 | 0.6709 | 0.67406 | 0.67724 | 0.68043 | 0.68363 | 0.68685 | 0.69009 | 0.69334 | 0.6966
Downstate NY - New York City | 2.1976 | 2.2126 | 2.2276 | 2.2428 | 2.2581 | 2.2735 | 2.2889 | 2.3045 | 2.3202 | 2.336 | 2.3519 | 2.3679 | 2.384 | 2.4003 | 2.4166 | 2.4331 | 2.4496 | 2.4663 | 2.4831 | 2.5 | 2.517 | 2.5342 | 2.5514 | 2.5688 | 2.5863 | 2.6039 | 2.6216 | 2.6394 | 2.6574 | 2.6755 | 2.6937 | 2.7121 | 2.7305
Downstate NY - Long Island | 0.69924 | 0.69977 | 0.7003 | 0.70083 | 0.70135 | 0.70188 | 0.70241 | 0.70294 | 0.70347 | 0.704 | 0.70453 | 0.70506 | 0.7056 | 0.70613 | 0.70666 | 0.70719 | 0.70773 | 0.70826 | 0.70879 | 0.70933 | 0.70986 | 0.7104 | 0.71093 | 0.71147 | 0.71201 | 0.71254 | 0.71308 | 0.71362 | 0.71416 | 0.71469 | 0.71523 | 0.71577 | 0.71631
Total | 4.9946 | 5.0133 | 5.0322 | 5.0512 | 5.0702 | 5.0894 | 5.1088 | 5.1282 | 5.1478 | 5.1675 | 5.1873 | 5.2072 | 5.2273 | 5.2474 | 5.2678 | 5.2882 | 5.3087 | 5.3294 | 5.3503 | 5.3712 | 5.3923 | 5.4135 | 5.4348 | 5.4563 | 5.4779 | 5.4997 | 5.5215 | 5.5436 | 5.5657 | 5.588 | 5.6104 | 5.633 | 5.6557

## Emissions
GHG Emissions
Notes:
Parameter | Units | Source | Link
GHG Emissions Target | tCO2e | Adopted Part 496, Statewide Greenhouse Gas Emission Limits - NYS Dept. of Environmental Conservation | https://www.dec.ny.gov/docs/administration_pdf/revexpterms496.pdf
GHG Emissions Cost | Real $2020/ton | NYISO 2019 Caris Report (July 2020) | https://www.nyiso.com/documents/20142/13410189/02%202019_CARIS_Report.pdf/977a9a3b-d165-c441-c4e3-7bb61628aafa
GHG Emissions Target
Year | 2020 | 2030 | 2050
Metric Tons of CO2 Equivalent | 0 | 245870000 | 61470000
GHG Emissions Cost
Year | 2020 | 2030 | 2040 | 2050 | Comment
GHG Emissions Cost (Real $2020/ton) | 5.6 | 9.5046 | 15.3388 | 24.753 | Integration Analysis Values extrapolated from the Caris Report
Carbon Offset Assumptions
Notes: | According to the NY State Senate Bill 6599 (cited below), the maximum carbon offset availability is 15% of the emissions target. Therefore the carbon offset availability values below are calculated as 15% of the GHG emissions targets in the table above. Compliance with emission targets may not disproportionately impact disadvantaged communites.
Parameter | Units | Source | Link
Carbon Offset Price | USD | NYCAC Integration Analysis | https://climate.ny.gov/-/media/Project/Climate/Files/IA-Tech-Supplement-Annex-1-Input-Assumptions.xlsx
Carbon Offset Availability | tCO2e | NY State Senate Bill 6599 § 75-0107 (1) (a)-(b);§ 75-0107 (3) [c] | https://legislation.nysenate.gov/pdf/bills/2019/S6599
Carbon Offset Price
Year | 2020 | 2030 | 2040 | 2050
Carbon Offset Price | 19.79 | 19.79 | 19.79 | 19.79
Carbon Offset Availability (tCO2e)
Year | 2020 | 2030 |  | 2050
Maximum allowed carbon offset | 0 | 61470000 |  | 61470000

## Equipment Efficiencies
Equipment Efficiencies
Notes: | The Integration Analysis Technical Supplement Annex 1 "Input Assumptions" sheet is the primary source for equipment efficiency values. These values are used to forecast energy demand by fuel type for residential and commercial buildings, and to estimate future changes in energy demand resulting from customer fuel switching and from improvements to appliance efficiency. Guidehouse will calculate summary efficiency values for each combination of [sector, year, fuel, end use] based on the forecast mix of equipment types. For instance, the analysis will use one value for "residential natural gas space heating efficiency in 2020," and Guidehouse will calculate this value as a weighted average of the efficiencies of natural gas boilers and furnaces in 2020. To calculate these weighted averages in the base year 2020, Guidehouse will weight the efficiencies of different system types based on equipment saturation estimates from NYSERDA's Residential and Commercial Baseline Studies, cited below.
Parameter | Units | Source | Link
Residential Building Efficiencies | Efficiency Units | IA - Appendix 1 - "Sheets: Bldg_Res Efficiency” | https://climate.ny.gov/-/media/Project/Climate/Files/IA-Tech-Supplement-Annex-1-Input-Assumptions.xlsx
Residential Equipment Type Saturations | % saturation | NYSERDA (2015) Residential Baseline Study, Volume 1 | https://www.nyserda.ny.gov/-/media/Project/Nyserda/Files/Publications/building-stock-potential-studies/residential-baseline-study/Vol-1-Single-Family-Res-Baseline.pdf
Commercial Building Efficiencies | Efficiency Units | IA - Appendix 1 - "Sheets: Bldg_Comm Efficiency” | https://climate.ny.gov/-/media/Project/Climate/Files/IA-Tech-Supplement-Annex-1-Input-Assumptions.xlsx
Commercial Equipment Type Saturations | % saturation | NYSERDA (2020) Commercial Baseline Study, Volume 1 | https://www.nyserda.ny.gov/-/media/Project/Nyserda/Files/Publications/Statewide-Commercial-Baseline-Study-Report/NYSERDA-CBS-Vol-1-Commercial-Baseline-Study.pdf
Residential Buildings Efficiency
Subsector | Technology | Efficiency Units | 2020 | 2025 | 2030 | 2035 | 2040 | 2045 | 2050
Residential Air Conditioning _ Central | Air Source Heat Pump | COP | 4.56 | 4.56 | 4.56 | 4.56 | 4.56 | 4.56 | 4.56
Residential Air Conditioning _ Central | Central AC | COP | 4.0762 | 4.1496 | 4.2229 | 4.2229 | 4.2229 | 4.2229 | 4.2229
Residential Air Conditioning _ Central | Efficient Central AC | COP | 4.8387 | 4.8387 | 4.8387 | 4.8387 | 4.8387 | 4.8387 | 4.8387
Residential Air Conditioning _ Central | Ground Source Heat Pump | COP | 6.47 | 6.47 | 6.47 | 6.47 | 6.47 | 6.47 | 6.47
Residential Air Conditioning _ Room | Room AC | COP | 3.5191 | 3.563 | 3.607 | 3.6364 | 3.6657 | 3.6657 | 3.6657
Residential Air Conditioning _ Room | Efficient Room AC | COP | 3.6657 | 3.739 | 3.8123 | 3.8856 | 3.9589 | 3.9589 | 3.9589
Residential Space Heating | Distillate Boiler | COP | 0.84 | 0.85 | 0.86 | 0.86 | 0.86 | 0.86 | 0.86
Residential Space Heating | Distillate Furnace | COP | 0.83 | 0.835 | 0.84 | 0.84 | 0.84 | 0.84 | 0.84
Residential Space Heating | Air Source Heat Pump | COP | 2.46 | 2.46 | 2.46 | 2.46 | 2.46 | 2.46 | 2.46
Residential Space Heating | Efficient Distillate Boiler | COP | 0.9 | 0.9 | 0.9 | 0.9 | 0.9 | 0.9 | 0.9
Residential Space Heating | Efficient Distillate Furnace | COP | 0.97 | 0.97 | 0.97 | 0.97 | 0.97 | 0.97 | 0.97
Residential Space Heating | Efficient Gas Boiler | COP | 0.97 | 0.97 | 0.97 | 0.97 | 0.97 | 0.97 | 0.97
Residential Space Heating | Efficient Gas Furnace | COP | 0.96 | 0.96 | 0.96 | 0.96 | 0.96 | 0.96 | 0.96
Residential Space Heating | Electric Resistance | COP | bar: 2020 to 2050
Residential Space Heating | Gas Boiler | COP | 0.82 | 0.82 | 0.82 | 0.82 | 0.82 | 0.82 | 0.82
Residential Space Heating | Gas Furnace | COP | 0.8 | 0.8 | 0.8 | 0.8 | 0.8 | 0.8 | 0.8
Residential Space Heating | Hybrid Oil Electric Heat Pump | COP | 2.46 | 2.46 | 2.46 | 2.46 | 2.46 | 2.46 | 2.46
Residential Space Heating | Ground Source Heat Pump | COP | 3.56 | 3.56 | 3.56 | 3.56 | 3.56 | 3.56 | 3.56
Residential Space Heating | Hybrid Gas Electric Heat Pump | COP | 2.46 | 2.46 | 2.46 | 2.46 | 2.46 | 2.46 | 2.46
Residential Water Heating | Distillate Storage | Energy Out/Energy In | 0.67 | 0.67 | 0.67 | 0.67 | 0.67 | 0.67 | 0.67
Residential Water Heating | Efficient Gas Instant | Energy Out/Energy In | 0.98 | 0.98 | 0.98 | 0.98 | 0.98 | 0.98 | 0.98
Residential Water Heating | Efficient Gas Storage | Energy Out/Energy In | 0.85 | 0.85 | 0.85 | 0.85 | 0.85 | 0.85 | 0.85
Residential Water Heating | Electric Heat Pump Storage | Energy Out/Energy In | 3.28 | 3.28 | 3.28 | 3.28 | 3.28 | 3.28 | 3.28
Residential Water Heating | Electric Resistance Storage | Energy Out/Energy In | 0.93 | 0.93 | 0.93 | 0.93 | 0.93 | 0.93 | 0.93
Residential Water Heating | Gas Instant | Energy Out/Energy In | 0.89 | 0.89 | 0.89 | 0.89 | 0.89 | 0.89 | 0.89
Residential Water Heating | Gas Storage | Energy Out/Energy In | 0.63 | 0.63 | 0.63 | 0.63 | 0.63 | 0.63 | 0.63
Residential Water Heating | LPG Storage | Energy Out/Energy In | 0.63 | 0.63 | 0.63 | 0.63 | 0.63 | 0.63 | 0.63
Residential Equipment Type Saturation, Base Year
Primary Fuel Type
Subsector | Technology | Natural Gas | Oil (Distillate) | Propane | Electricity | Other | Not Stated | Source in NYSERDA Residential Baseline Study, Volume 1
Residential Space Heating | Furnace | 55.3% | 27.4% | 66.4% | 32.4% | 30.7% | - | Table 21
Residential Space Heating | Boiler | 31% | 36.6% | 8.3% | 10% | 7.3% | - | Table 21
Residential Space Heating | Baseboard heat | 10.2% | 33.6% | 10.2% | 38.3% | 8.2% | - | Table 21
Residential Space Heating | Heating Stove | 0.1% | 0.1% | 1.8% | 0.3% | 36.4% | - | Table 21
Residential Space Heating | Other, specify | 1.9% | 1.2% | 10.8% | 1.3% | 2.5% | - | Table 21
Residential Space Heating | District steam | 0.9% | 0.9% | 0% | 0% | 0% | - | Table 21
Residential Space Heating | Air source heat pump | 0.4% | 0.3% | 0.3% | 6.3% | 0.9% | - | Table 21
Residential Space Heating | Ground source heat pump | 0.2% | 0% | 0% | 2% | 6.7% | - | Table 21
Residential Space Heating | Fireplace | 0.1% | 0% | 2.2% | 1.3% | 3.5% | - | Table 21
Residential Space Heating | Portable electric heater | 0% | 0% | 0% | 8% | 0% | - | Table 21
Residential Space Cooling | Room AC | - | - | - | 41.8% | - | - | Table 32
Residential Space Cooling | Central AC | - | - | - | 41.3% | - | - | Table 32
Residential Space Cooling | Room Sleeve AC | - | - | - | 7.8% | - | - | Table 32
Residential Space Cooling | Minisplit AC | - | - | - | 4.7% | - | - | Table 32
Residential Space Cooling | Air-source heat pump | - | - | - | 1.7% | - | - | Table 32
Residential Space Cooling | Ground source heat pump | - | - | - | 1.4% | - | - | Table 32
Residential Space Cooling | Room free standing AC | - | - | - | 1.3% | - | - | Table 32
Residential Water Heating | Storage tank | - | - | - | - | - | 73.2% | Table 41
Residential Water Heating | Indirect storage tank | - | - | - | - | - | 22.7% | Table 41
Residential Water Heating | Instant | - | - | - | - | - | 3.7% | Table 41
Residential Water Heating | Heat pump water heater | - | - | - | - | - | 0.3% | Table 41
Commercial Buildings Efficiency
Subsector | Technology | Efficiency Units | 2020 | 2025 | 2030 | 2035 | 2040 | 2045 | 2050
Commercial Air Conditioning | Efficient Centrifugal Chiller | COP | 10.99 | 10.99 | 10.99 | 10.99 | 10.99 | 10.99 | 10.99
Commercial Air Conditioning | Efficient Commercial Air Source Heat Pump | COP | 5.9531 | 5.9531 | 5.9531 | 5.9531 | 5.9531 | 5.9531 | 5.9531
Commercial Air Conditioning | Efficient Commercial Central AC | COP | 7.03 | 7.03 | 7.03 | 7.03 | 7.03 | 7.03 | 7.03
Commercial Air Conditioning | Efficient Commercial Ground Source Heat Pump | COP | 6.4809 | 6.4809 | 6.4809 | 6.4809 | 6.4809 | 6.4809 | 6.4809
Commercial Air Conditioning | Efficient Reciprocating Chiller | COP | 4.45 | 4.45 | 4.45 | 4.45 | 4.45 | 4.45 | 4.45
Commercial Air Conditioning | Efficient Rooftop AC | COP | 4.07 | 4.07 | 4.07 | 4.07 | 4.07 | 4.07 | 4.07
Commercial Air Conditioning | Efficient WallRoom AC | COP | 3.52 | 3.665 | 3.81 | 3.81 | 3.81 | 3.81 | 3.81
Commercial Air Conditioning | Reference Centrifugal Chiller | COP | 5.78 | 5.78 | 5.78 | 5.78 | 5.78 | 5.78 | 5.78
Commercial Air Conditioning | Reference Commercial Air Source Heat Pump | COP | 3.6364 | 3.9296 | 4.2229 | 4.2229 | 4.2229 | 4.2229 | 4.2229
Commercial Air Conditioning | Reference Commercial Central AC | COP | 4.1 | 4.1 | 4.1 | 4.1 | 4.1 | 4.1 | 4.1
Commercial Air Conditioning | Reference Commercial Gas Absorption Chiller | COP | bar: 2020 to 2050
Commercial Air Conditioning | Reference Commercial Gas Heat Pump | COP | 0.6 | 0.6 | 0.6 | 0.6 | 0.6 | 0.6 | 0.6
Commercial Air Conditioning | Reference Commercial Ground Source Heat Pump | COP | 5.1026 | 5.1026 | 5.1026 | 5.1026 | 5.1026 | 5.1026 | 5.1026
Commercial Air Conditioning | Reference GasDriven AC | COP | 1.2 | 1.2 | 1.2 | 1.2 | 1.2 | 1.2 | 1.2
Commercial Air Conditioning | Reference Reciprocating Chiller | COP | 4.4 | 4.4 | 4.4 | 4.4 | 4.4 | 4.4 | 4.4
Commercial Air Conditioning | Reference Rooftop Air Conditioner | COP | 3.8416 | 4.1349 | 4.4282 | 4.4282 | 4.4282 | 4.4282 | 4.4282
Commercial Air Conditioning | Reference WallRoom AC | COP | 3.22 | 3.22 | 3.22 | 3.22 | 3.22 | 3.22 | 3.22
Commercial Cooking | Gas Convection Oven | Energy Out/Energy In | 0.6 | 0.6 | 0.6 | 0.6 | 0.6 | 0.6 | 0.6
Commercial Space Heating | Air Source Heat Pump | COP | 2.6 | 3.1 | 3.1 | 3.1 | 3.1 | 3.1 | 3.1
Commercial Space Heating | Distillate Boiler | COP | 0.86 | 0.86 | 0.86 | 0.86 | 0.86 | 0.86 | 0.86
Commercial Space Heating | Distillate Furnace | COP | 0.84 | 0.84 | 0.84 | 0.84 | 0.84 | 0.84 | 0.84
Commercial Space Heating | Efficient Distillate Boiler | COP | 0.97 | 0.97 | 0.97 | 0.97 | 0.97 | 0.97 | 0.97
Commercial Space Heating | Efficient Gas Boiler | COP | 0.97 | 0.97 | 0.97 | 0.97 | 0.97 | 0.97 | 0.97
Commercial Space Heating | Efficient Gas Furnace | COP | 0.95 | 0.95 | 0.95 | 0.95 | 0.95 | 0.95 | 0.95
Commercial Space Heating | Electric Boiler | COP | 0.98 | 0.98 | 0.98 | 0.98 | 0.98 | 0.98 | 0.98
Commercial Space Heating | Electric Resistance | COP | bar: 2020 to 2050
Commercial Space Heating | Gas Boiler | COP | 0.85 | 0.85 | 0.85 | 0.85 | 0.85 | 0.85 | 0.85
Commercial Space Heating | Gas Furnace | COP | 0.85 | 0.85 | 0.85 | 0.85 | 0.85 | 0.85 | 0.85
Commercial Space Heating | Hybrid Oil Electric Heat Pump | COP | 2.6 | 3.1 | 3.1 | 3.1 | 3.1 | 3.1 | 3.1
Commercial Space Heating | Ground Source Heat Pump | COP | 3.44 | 3.44 | 3.44 | 3.44 | 3.44 | 3.44 | 3.44
Commercial Space Heating | Hybrid Gas Electric Heat Pump | COP | 2.6 | 3.1 | 3.1 | 3.1 | 3.1 | 3.1 | 3.1
Commercial Water Heating | Efficient Gas | Energy Out/Energy In | 0.9 | 0.9 | 0.9 | 0.9 | 0.9 | 0.9 | 0.9
Commercial Water Heating | Electric Heat Pump Storage | Energy Out/Energy In | 3.9 | 3.9 | 3.9 | 3.9 | 3.9 | 3.9 | 3.9
Commercial Water Heating | Electric Resistance Storage | Energy Out/Energy In | 0.98 | 0.98 | 0.98 | 0.98 | 0.98 | 0.98 | 0.98
Commercial Water Heating | Gas Instant | Energy Out/Energy In | 0.92 | 0.92 | 0.92 | 0.92 | 0.92 | 0.92 | 0.92
Commercial Water Heating | Gas Storage | Energy Out/Energy In | 0.82 | 0.82 | 0.82 | 0.82 | 0.82 | 0.82 | 0.82
Commercial Water Heating | Oil Storage | Energy Out/Energy In | 0.81 | 0.81 | 0.81 | 0.81 | 0.81 | 0.81 | 0.81
Commercial Equipment Type Saturation, Base Year
Commercial Baseline Study Region (and corresponding LCP Region(s))
|  | Downstate | 2020: Upstate; 2025: Hudson Valley / Long Island; 2030: Statewide
Subsector | Technology | (Zone J) | 2020: (Zone A-E, Zone F); 2025: (Zone GHI, Zone J); 2035: Source in NYSERDA Commercial Baseline Study, Volume 1
Commercial Air Conditioning | Central AC (Package/Rooftop) | 26% | 2020: 25%; 2025: 38%; 2030: 27%; 2035: p.170
Commercial Air Conditioning | Central ASHP (Package/Rooftop) | 2% | 2020: 1%; 2025: 2%; 2030: 2%; 2035: p.170
Commercial Air Conditioning | Central AC (Split System) | 23% | 2020: 29%; 2025: 28%; 2030: 27%; 2035: p.170
Commercial Air Conditioning | Central HP (Split System) | 11% | 2020: 12%; 2025: 14%; 2030: 12%; 2035: p.170
Commercial Air Conditioning | Chiller | 6% | 2020: 4%; 2025: 4%; 2030: 5%; 2035: p.170
Commercial Air Conditioning | Window / Wall AC | 31% | 2020: 24%; 2025: 18%; 2030: 25%; 2035: p.170
Commercial Air Conditioning | Window / Wall HP | 2% | 2020: 1%; 2025: 2%; 2030: 2%; 2035: p.170
Commercial Air Conditioning | Portable AC | 3% | 2020: 2%; 2025: 2%; 2030: 2%; 2035: p.170
Commercial Air Conditioning | Ductless Minisplit | 2% | 2020: 2%; 2025: 2%; 2030: 2%; 2035: p.170
Commercial Air Conditioning | Other room AC | 1% | 2020: 1%; 2025: 1%; 2030: 1%; 2035: p.170
Commercial Space Heating | Electric Heat Pump | 15% | 2020: 10%; 2025: 16%; 2030: 13%; 2035: p.140
Commercial Space Heating | Electric Unit Heater | 10% | 2020: 5%; 2025: 5%; 2030: 7%; 2035: p.140
Commercial Space Heating | Electric Resistance Heaters | 5% | 2020: 6%; 2025: 4%; 2030: 5%; 2035: p.140
Commercial Space Heating | Electric Furnace | 2% | 2020: 1%; 2025: 1%; 2030: 1%; 2035: p.140
Commercial Space Heating | Other Electric Heating Equipment | <1% | 2020: <1%; 2025: 1%; 2030: <1%; 2035: p.140
Commercial Space Heating | Natural Gas Furnace | 19% | 2020: 50%; 2025: 33%; 2030: 35%; 2035: p.140
Commercial Space Heating | Natural Gas Boiler | 27% | 2020: 17%; 2025: 20%; 2030: 21%; 2035: p.140
Commercial Space Heating | Natural Gas Unit Heater | 12% | 2020: 8%; 2025: 15%; 2030: 12%; 2035: p.140
Commercial Space Heating | Natural Gas Infrared Heater | 1% | 2020: 2%; 2025: 1%; 2030: 1%; 2035: p.140
Commercial Space Heating | Other Natural Gas Heating Equipment | <1% | 2020: <1%; 2025: 1%; 2030: <1%; 2035: p.140
Commercial Space Heating | Oil Boiler | 13% | 2020: 5%; 2025: 8%; 2030: 9%; 2035: p.140
Commercial Space Heating | Oil Furnace | 4% | 2020: 9%; 2025: 10%; 2030: 7%; 2035: p.140
Commercial Space Heating | Other Oil Heating Equipment | <1% | 2020: <1%; 2025: 1%; 2030: <1%; 2035: p.140
Commercial Water Heating | Storage With Dedicated Heater | 56% | 2020: 78%; 2025: 68%; 2030: 67%; 2035: p.168
Commercial Water Heating | Tankless | 7% | 2020: 10%; 2025: 11%; 2030: 9%; 2035: p.168
Commercial Water Heating | Indirect Storage | 5% | 2020: 4%; 2025: 5%; 2030: 4%; 2035: p.168
Commercial Water Heating | Heat Pump Water Heater | 3% | 2020: 2%; 2025: 2%; 2030: 2%; 2035: p.168
Commercial Water Heating | Other Type | 4% | 2020: 3%; 2025: 4%; 2030: 4%; 2035: p.168
Percentages may not sum to 100% due to rounding and overlapping saturations

## Equipment Costs
Equipment Costs
Notes: | The Integration Analysis Technical Supplement Annex 1 "Input Assumptions" sheet is the primary source for equipment cost values. These values are used to estimate costs of end use equipment conversions in residential and commercial buildings. Guidehouse will calculate summary cost values for each combination of [sector, year, fuel, end use] based on the forecast mix of equipment types. For instance, the analysis will use one value for "residential natural gas space heating system cost in 2020," and Guidehouse will calculate this value as a weighted average of the costs of natural gas boilers and furnaces in 2020. To calculate these weighted averages in the base year 2020, Guidehouse will weight the costs of different system types based on equipment saturation estimates from NYSERDA's Residential and Commercial Baseline Studies, cited on the Equipment Efficiencies tab. This analysis assumes that a 20% cost premium applies to the figures below for installations in New York City (LCP Zone J).
Parameter | Units | Source | Link
Building Residential Equipment Costs | $/device | NYCAC Integration Analysis: Bldg_Res Device Cost | https://climate.ny.gov/-/media/Project/Climate/Files/IA-Tech-Supplement-Annex-1-Input-Assumptions.xlsx
Building Commercial Equipment Costs | $/sq ft | NYCAC Integration Analysis: Bldg_Comm Device Cost | https://climate.ny.gov/-/media/Project/Climate/Files/IA-Tech-Supplement-Annex-1-Input-Assumptions.xlsx
Residential Buildings: Equipment Costs
Subsector | Technology | Cost Unit (in 2020$) | 2020 | 2025 | 2030 | 2035 | 2040 | 2045 | 2050
Residential Building Shell Large Multi Family | Basic Shell | $/device | 22668.95 | 22668.95 | 22668.95 | 22668.95 | 22668.95 | 22668.95 | 22668.95
Residential Building Shell Large Multi Family | Deep Shell | $/device | 32775.01 | 32775.01 | 32775.01 | 32775.01 | 32775.01 | 32775.01 | 32775.01
Residential Building Shell Large Multi Family | Reference Shell | $/device | 3589.66 | 3589.66 | 3589.66 | 3589.66 | 3589.66 | 3589.66 | 3589.66
Residential Building Shell Single Family | Basic Shell | $/device | 6408.64 | 6408.64 | 6408.64 | 6408.64 | 6408.64 | 6408.64 | 6408.64
Residential Building Shell Single Family | Deep Shell | $/device | 45135.52 | 45135.52 | 45135.52 | 45135.52 | 45135.52 | 45135.52 | 45135.52
Residential Building Shell Small Multi Family | Basic Shell | $/device | 13010.8 | 13010.8 | 13010.8 | 13010.8 | 13010.8 | 13010.8 | 13010.8
Residential Building Shell Small Multi Family | Deep Shell | $/device | 41353.43 | 41353.43 | 41353.43 | 41353.43 | 41353.43 | 41353.43 | 41353.43
Residential Building Shell Small Multi Family | Reference Shell | $/device | 6722.75 | 6722.75 | 6722.75 | 6722.75 | 6722.75 | 6722.75 | 6722.75
Residential Space Heating Single Family | Distillate Boiler | $/device | 9260 | 9410 | 9560 | 9560 | 9560 | 9560 | 9560
Residential Space Heating Single Family | Distillate Furnace | $/device | 4190 | 4240 | 4290 | 4290 | 4290 | 4290 | 4290
Residential Space Heating Single Family | Air Source Heat Pump | $/device | 14678 | 14678 | 14678 | 14678 | 14678 | 14678 | 14678
Residential Space Heating Single Family | Efficient Distillate Boiler | $/device | 11585 | 11585 | 11585 | 11585 | 11585 | 11585 | 11585
Residential Space Heating Single Family | Efficient Distillate Furnace | $/device | 6515 | 6515 | 6515 | 6515 | 6515 | 6515 | 6515
Residential Space Heating Single Family | Efficient Gas Boiler | $/device | 8975 | 8975 | 8975 | 8975 | 8975 | 8975 | 8975
Residential Space Heating Single Family | Efficient Gas Furnace | $/device | 3085 | 3085 | 3085 | 3085 | 3085 | 3085 | 3085
Residential Space Heating Single Family | Electric Resistance | $/device | 1140 | 1140 | 1140 | 1140 | 1140 | 1140 | 1140
Residential Space Heating Single Family | Gas Boiler | $/device | 7925 | 7925 | 7925 | 7925 | 7925 | 7925 | 7925
Residential Space Heating Single Family | Gas Furnace | $/device | 2805 | 2805 | 2805 | 2805 | 2805 | 2805 | 2805
Residential Space Heating Single Family | Hybrid Oil Electric Heat Pump | $/device | 14678 | 14678 | 14678 | 14678 | 14678 | 14678 | 14678
Residential Space Heating Single Family | Ground Source Heat Pump | $/device | 34082 | 34082 | 34082 | 34082 | 34082 | 34082 | 34082
Residential Space Heating Single Family | Hybrid Gas Electric Heat Pump | $/device | 14678 | 14678 | 14678 | 14678 | 14678 | 14678 | 14678
Residential Space Heating Single Family | LPG Furnace | $/device | 4190 | 4240 | 4290 | 4290 | 4290 | 4290 | 4290
Residential Space Heating Single Family | Wood Stoves | $/device | 7550 | 7550 | 7550 | 7550 | 7550 | 7550 | 7550
Residential Space Heating Small Multi Family | Distillate Boiler | $/device | 9260 | 9410 | 9560 | 9560 | 9560 | 9560 | 9560
Residential Space Heating Small Multi Family | Distillate Furnace | $/device | 4190 | 4240 | 4290 | 4290 | 4290 | 4290 | 4290
Residential Space Heating Small Multi Family | Air Source Heat Pump | $/device | 13643 | 13643 | 13643 | 13643 | 13643 | 13643 | 13643
Residential Space Heating Small Multi Family | Efficient Distillate Boiler | $/device | 11585 | 11585 | 11585 | 11585 | 11585 | 11585 | 11585
Residential Space Heating Small Multi Family | Efficient Distillate Furnace | $/device | 6515 | 6515 | 6515 | 6515 | 6515 | 6515 | 6515
Residential Space Heating Small Multi Family | Efficient Gas Boiler | $/device | 8975 | 8975 | 8975 | 8975 | 8975 | 8975 | 8975
Residential Space Heating Small Multi Family | Efficient Gas Furnace | $/device | 3085 | 3085 | 3085 | 3085 | 3085 | 3085 | 3085
Residential Space Heating Small Multi Family | Electric Resistance | $/device | 1140 | 1140 | 1140 | 1140 | 1140 | 1140 | 1140
Residential Space Heating Small Multi Family | Gas Boiler | $/device | 7925 | 7925 | 7925 | 7925 | 7925 | 7925 | 7925
Residential Space Heating Small Multi Family | Gas Furnace | $/device | 2805 | 2805 | 2805 | 2805 | 2805 | 2805 | 2805
Residential Space Heating Small Multi Family | Hybrid Oil Electric Heat Pump | $/device | 13643 | 13643 | 13643 | 13643 | 13643 | 13643 | 13643
Residential Space Heating Small Multi Family | Ground Source Heat Pump | $/device | 25515 | 25515 | 25515 | 25515 | 25515 | 25515 | 25515
Residential Space Heating Small Multi Family | Hybrid Gas Electric Heat Pump | $/device | 13643 | 13643 | 13643 | 13643 | 13643 | 13643 | 13643
Residential Space Heating Small Multi Family | LPG Furnace | $/device | 4190 | 4240 | 4290 | 4290 | 4290 | 4290 | 4290
Residential Space Heating Small Multi Family | Wood Stoves | $/device | 7550 | 7550 | 7550 | 7550 | 7550 | 7550 | 7550
Residential Space Heating Large Multi Family | Distillate Boiler | $/device | 9260 | 9410 | 9560 | 9560 | 9560 | 9560 | 9560
Residential Space Heating Large Multi Family | Distillate Furnace | $/device | 4190 | 4240 | 4290 | 4290 | 4290 | 4290 | 4290
Residential Space Heating Large Multi Family | Air Source Heat Pump | $/device | 26873 | 26873 | 26873 | 26873 | 26873 | 26873 | 26873
Residential Space Heating Large Multi Family | Efficient Distillate Boiler | $/device | 11585 | 11585 | 11585 | 11585 | 11585 | 11585 | 11585
Residential Space Heating Large Multi Family | Efficient Distillate Furnace | $/device | 6515 | 6515 | 6515 | 6515 | 6515 | 6515 | 6515
Residential Space Heating Large Multi Family | Efficient Gas Boiler | $/device | 8975 | 8975 | 8975 | 8975 | 8975 | 8975 | 8975
Residential Space Heating Large Multi Family | Efficient Gas Furnace | $/device | 3085 | 3085 | 3085 | 3085 | 3085 | 3085 | 3085
Residential Space Heating Large Multi Family | Electric Resistance | $/device | 1140 | 1140 | 1140 | 1140 | 1140 | 1140 | 1140
Residential Space Heating Large Multi Family | Gas Boiler | $/device | 7925 | 7925 | 7925 | 7925 | 7925 | 7925 | 7925
Residential Space Heating Large Multi Family | Gas Furnace | $/device | 2805 | 2805 | 2805 | 2805 | 2805 | 2805 | 2805
Residential Space Heating Large Multi Family | Hybrid Oil Electric Heat Pump | $/device | 26873 | 26873 | 26873 | 26873 | 26873 | 26873 | 26873
Residential Space Heating Large Multi Family | Ground Source Heat Pump | $/device | 39974 | 39974 | 39974 | 39974 | 39974 | 39974 | 39974
Residential Space Heating Large Multi Family | Hybrid Gas Electric Heat Pump | $/device | 26873 | 26873 | 26873 | 26873 | 26873 | 26873 | 26873
Residential Space Heating Large Multi Family | LPG Furnace | $/device | 4190 | 4240 | 4290 | 4290 | 4290 | 4290 | 4290
Residential Space Heating Large Multi Family | Wood Stoves | $/device | 7550 | 7550 | 7550 | 7550 | 7550 | 7550 | 7550
Commercial Buildings: Equipment Costs
Subsector | Technology | Cost Unit (in 2020$) | 2020 | 2025 | 2030 | 2035 | 2040 | 2045 | 2050
Commercial Building Shell | Basic Shell | $/sq-ft | 15.505 | 15.505 | 15.505 | 15.505 | 15.505 | 15.505 | 15.505
Commercial Building Shell | Deep Shell | $/sq-ft | 27.725 | 27.725 | 27.725 | 27.725 | 27.725 | 27.725 | 27.725
Commercial Building Shell | Reference Shell | $/sq-ft | 4.07 | 4.07 | 4.07 | 4.07 | 4.07 | 4.07 | 4.07
Commercial Space Heating | Air Source Heat Pump | $/sq-ft | 14.51 | 14.51 | 14.51 | 14.51 | 14.51 | 14.51 | 14.51
Commercial Space Heating | Distillate Boiler | $/sq-ft | 2.3481 | 2.3481 | 2.3481 | 2.3481 | 2.3481 | 2.3481 | 2.3481
Commercial Space Heating | Distillate Furnace | $/sq-ft | 1.068 | 1.068 | 1.068 | 1.068 | 1.068 | 1.068 | 1.068
Commercial Space Heating | Efficient Distillate Boiler | $/sq-ft | 3.4738 | 3.4738 | 3.4738 | 3.4738 | 3.4738 | 3.4738 | 3.4738
Commercial Space Heating | Efficient Gas Boiler | $/sq-ft | 3.0118 | 3.0118 | 3.0118 | 3.0118 | 3.0118 | 3.0118 | 3.0118
Commercial Space Heating | Efficient Gas Furnace | $/sq-ft | 0.6563 | 0.6563 | 0.6563 | 0.6563 | 0.6563 | 0.6563 | 0.6563
Commercial Space Heating | Electric Boiler | $/sq-ft | 3.6834 | 3.6834 | 3.6834 | 3.6834 | 3.6834 | 3.6834 | 3.6834
Commercial Space Heating | Electric Resistance | $/sq-ft | 1.8875 | 1.8875 | 1.8875 | 1.8875 | 1.8875 | 1.8875 | 1.8875
Commercial Space Heating | Gas Boiler | $/sq-ft | 2.4299 | 2.4299 | 2.4299 | 2.4299 | 2.4299 | 2.4299 | 2.4299
Commercial Space Heating | Gas Furnace | $/sq-ft | 0.39628 | 0.39759 | 0.39891 | 0.39891 | 0.39891 | 0.39891 | 0.39891
Commercial Space Heating | Hybrid Oil Electric Heat Pump | $/sq-ft | 14.51 | 14.51 | 14.51 | 14.51 | 14.51 | 14.51 | 14.51
Commercial Space Heating | Ground Source Heat Pump | $/sq-ft | 17.18 | 17.18 | 17.18 | 17.18 | 17.18 | 17.18 | 17.18
Commercial Space Heating | Hybrid Gas Electric Heat Pump | $/sq-ft | 14.51 | 14.51 | 14.51 | 14.51 | 14.51 | 14.51 | 14.51

## Fuel Price Forecasts
Fuel Costs
Notes:
Parameter | Units | Source | Link
Methane Import Cost NY Subregions | $/MMBTU | EIA AEO 2022 - High Price Case | https://www.eia.gov/outlooks/aeo/
Uranium Fuel Costs | $/MWh | IA Mid Case Fuel Projection | https://climate.ny.gov/-/media/Project/Climate/Files/IA-Tech-Supplement-Annex-1-Input-Assumptions.xlsx
Methane Import Costs: IESO & HQ | $/MMBTU | GH Internal analysis
RNG Fuel Costs | $/MMBTU | MA DPU 20-80 Independent Consultant Report, Appendix 4 | https://fileservice.eea.comacloud.net/FileService.Api/file/FileRoom/14633268
Coal Fuel Costs | $/MWh | IA Mid Case Fuel Projection | https://climate.ny.gov/-/media/Project/Climate/Files/IA-Tech-Supplement-Annex-1-Input-Assumptions.xlsx
Fuel Costs
Fuel Type | SubRegion | 2020 | 2030 | 2040 | 2050 | Source
Uranium | All | 2.28 | 2.87 | 2.93 | 3.03 | IA Mid Case Fuel Projection
RNG Import | All | 43.53 | 16.03 | 14.16 | 13.54 | MA DPU 20-80 Independent Consultant Report, Appendix 4
Natural Gas | NYISO_Upstate_A-E | 2.7197 | 6.9956 | 7.233 | 7.4733 | EIA AEO 2022 - High Price Case
Natural Gas | NYISO_Upstate_F | 3.3498 | 8.4785 | 8.7511 | 8.9885 | EIA AEO 2022 - High Price Case
Natural Gas | NYISO_Downstate_G-I | 3.3498 | 8.4785 | 8.7511 | 8.9885 | EIA AEO 2022 - High Price Case
Natural Gas | NYISO_Downstate_J | 3.0391 | 7.5495 | 7.8016 | 8.0038 | EIA AEO 2022 - High Price Case
Natural Gas | NYISO_Downstate_K | 3.3205 | 8.3174 | 8.587 | 8.8156 | EIA AEO 2022 - High Price Case
Natural Gas | HQ | 3.3463 | 5.2876 | 6.223 | 6.223 | GH Internal
Natural Gas | PJM | 2.7959 | 7.1304 | 7.3707 | 7.5876 | EIA AEO 2022 - High Price Case
Natural Gas | IESO | 3.3463 | 5.2876 | 6.223 | 6.223 | GH Internal
Natural Gas | ISO-NE | 3.4289 | 9.8472 | 9.8179 | 9.73 | EIA AEO 2022 - High Price Case
Fuel Oil | All | 75.57 | 79.26 | 91.21 | 97.24 | IA Mid Case Fuel Projection
Coal | All | 8.83 | 10.06 | 9.34 | 9.17 | IA Mid Case Fuel Projection

## Supply Technology Costs
Supply Technologies
Notes: | Model and analysis assumes useful life of certain supply technologies exceeds the horizon of the model (2050), which is documented as 30+ years of lifetime
Parameter | Units | Source | Link
Nuclear Lifetime Source | Years | IA - Appendix 1 - "Sheet: Going Forward Fixed Costs" | https://climate.ny.gov/-/media/Project/Climate/Files/IA-Tech-Supplement-Annex-1-Input-Assumptions.xlsx
Hydropower Lifetime Source | Years | Hydro Quebec | https://www.hydroquebec.com/generation/generating-stations.html#:~:text=Hydroelectric%20generating%20stations,electricity%20used%20in%20the%20world.
Bioenergy Lifetime Source | Years | IA - Appendix 1 - "Sheet: Resource Costs Mid" | https://climate.ny.gov/-/media/Project/Climate/Files/IA-Tech-Supplement-Annex-1-Input-Assumptions.xlsx
All other supply technologies lifetime source | Years | IA - Appendix 1 - "Sheet: Resource Costs Mid" | https://climate.ny.gov/-/media/Project/Climate/Files/IA-Tech-Supplement-Annex-1-Input-Assumptions.xlsx
Pumped Hydro Efficiency | % | US Energy Information Administration - Power Plant Operations Report | https://www.eia.gov/todayinenergy/detail.php?id=46756
Supply Technology Efficiency | % | IA - Appendix 1 - "Sheet: Resource Costs Mid" | https://climate.ny.gov/-/media/Project/Climate/Files/IA-Tech-Supplement-Annex-1-Input-Assumptions.xlsx
Anaerobic Digestion Emissions | Emissions loss rates | IA - Appendix 1 - "Sheet: Resource Costs Mid" | https://climate.ny.gov/-/media/Project/Climate/Files/IA-Tech-Supplement-Annex-1-Input-Assumptions.xlsx
Import Natural Gas and RNG Emissions | Emissions loss rates | IA - Appendix 1 - "Sheet: Resource Costs Mid" | https://climate.ny.gov/-/media/Project/Climate/Files/IA-Tech-Supplement-Annex-1-Input-Assumptions.xlsx
O/CCGT: Natural Gas Emissions | Emissions loss rates | IA - Appendix 1 - "Sheet: Resource Costs Mid" | https://climate.ny.gov/-/media/Project/Climate/Files/IA-Tech-Supplement-Annex-1-Input-Assumptions.xlsx
All other supply technologies emissions | Emissions loss rates | IA - Appendix 1 - "Sheet: Resource Costs Mid" | https://climate.ny.gov/-/media/Project/Climate/Files/IA-Tech-Supplement-Annex-1-Input-Assumptions.xlsx
All other supply technologies discount rate | % | IA - Appendix 1 - "Sheet: Resource Costs Mid" | https://climate.ny.gov/-/media/Project/Climate/Files/IA-Tech-Supplement-Annex-1-Input-Assumptions.xlsx
Supply Technology
Supply Technology | Lifetime (Years) | Efficiency (%) | Emissions (tCO2E/MWh)
Anaerobic Digestion | 30+ | 100% | 0.18214
Coal | 30+ | 33% | 0.45497
Fuel Oil Peaker | 30+ | 26% | 0.34014
Gas Peaker | 30+ | 30% | 0.18112
Hydro | 30+ | 90% | 0
Import: Hydrogen | 30+ | 100% | 0
Import: Natural Gas | 30+ | 100% | 0.15087
Import: RNG | 30+ | 100% | 0.18214
Nuclear | 30+ | 33% | 0
Nuclear SMR | 30+ | 33% | 0
O/CCGT: H2 Retrofit | 30+ | 45% | 0
O/CCGT: Hydrogen | 30+ | 45% | 0
O/CCGT: Natural Gas | 30+ | 39% | 0.18112
Solar: Commercial BTM | 30+ | 100% | 0
Solar: Residential BTM | 30+ | 100% | 0
Solar: Utility-scale | 30+ | 100% | 0
Storage: Battery 4hr | 30+ | 85% | 0
Storage: Battery 8hr | 30+ | 85% | 0
Storage: H2 Retrofit | 30+ | 99% | 0
Storage: Hydrogen | 30+ | 99% | 0
Storage: Natural Gas | 30+ | 99% | 0
Storage: Pumped Hydro | 30+ | 80% | 0
Wind: Offshore | 30+ | 100% | 0
Wind: Onshore | 30+ | 100% | 0
Supply Technology Costs
Notes: | If the cell denotes a $0 value, the cost for that technology is being captured in another cost category.
Parameter | Source | Link
Cost of New Entry (CONE) | NREL ABT 2022 | https://atb.nrel.gov/electricity/2022/index
Variable Operations and Maintenance (VOM) | IA - Appendix 1 - "Sheet: Resource Costs Mid" | https://climate.ny.gov/-/media/Project/Climate/Files/IA-Tech-Supplement-Annex-1-Input-Assumptions.xlsx
Fixed Operations and Maintenance (FOM) | IA - Appendix 1 - "Sheet: Resource Costs Mid" | https://climate.ny.gov/-/media/Project/Climate/Files/IA-Tech-Supplement-Annex-1-Input-Assumptions.xlsx
Retirement | IA - Appendix 1 - "Sheet: Resource Costs Mid" | https://climate.ny.gov/-/media/Project/Climate/Files/IA-Tech-Supplement-Annex-1-Input-Assumptions.xlsx
Flex Adder | IA - Appendix 1 - "Sheet: Resource Costs Mid" | https://climate.ny.gov/-/media/Project/Climate/Files/IA-Tech-Supplement-Annex-1-Input-Assumptions.xlsx
Supply Technology Costs
SupplyTechnology | SupplyTechCostType | CostUnits | 2020 | 2030 | 2040 | 2050 | Source
Anaerobic Digestion | CONE | $/MW | 0 | 0 | 0 | 0 | N/A
Anaerobic Digestion | FOM | $/MW-yr | 0 | 0 | 0 | 0 | N/A
Anaerobic Digestion | VOM | $/MWh | 148.5118 | 54.6817 | 48.2995 | 46.1953 | IA Mid Case Fuel Price
Bioenergy | CONE | $/MW | 4416000 | 4186000 | 3906000 | 3626000 | NREL ABC 2022 Biopower Tab
Bioenergy | FOM | $/MW-yr | 151000 | 151000 | 151000 | 151000 | NREL ABC 2022 Biopower Tab
Bioenergy | VOM | $/MWh | 6 | 6 | 6 | 6 | NREL ABC 2022 Biopower Tab
Coal | CONE | $/MW | 3074941 | 2631900 | 2412775 | 2240348 | ABT NREL 2022, tab Coal, scenario Coal Moderate.
Coal | FOM | $/MW-yr | 74000 | 71000 | 70000 | 70000 | NREL ABT 2022
Coal | VOM | $/MWh | 8 | 8 | 8 | 8 | NYCAC Integration Analysis
Fuel Oil Peaker | CONE | $/MW | 922122 | 780679 | 737917 | 702830 | ABT NREL 2022 on FO peakers
Fuel Oil Peaker | FOM | $/MW-yr | 21000 | 21000 | 21000 | 21000 | ABT NREL 2022 on FO peakers
Fuel Oil Peaker | VOM | $/MWh | 5 | 5 | 5 | 5 | NYCAC Integration Analysis
Gas Peaker | CONE | $/MW | 922122 | 780679 | 737917 | 702830 | ABT NREL 2022, tab "Natural Gas", NG F Frame CT moderate scenario
Gas Peaker | FOM | $/MW-yr | 21000 | 21000 | 21000 | 21000 | ABT NREL 2022 on FO peakers
Gas Peaker | VOM | $/MWh | 5 | 5 | 5 | 5 | ABT NREL 2022 on FO peakers
Hydro | CONE | $/MW | 7077780 | 7121750 | 7121750 | 7121750 | ABT NREL 2022, hydropower tab, classes NSD1-4, moderate scenario
Hydro | FOM | $/MW-yr | 85550 | 85550 | 85550 | 85550 | NYCAC Integration Analysis
Hydro | VOM | $/MWh | 0 | 0 | 0 | 0 | N/A
Import: Hydrogen | Fuel Price | 2019$/MMBTU | 28.9485 | 25.8451 | 20.7052 | 17.8066 | MA 20-80 Appendix 4, PA Wind Optimistic Scenario
Nuclear | CONE | $/MW | 7441000 | 6966000 | 6496000 | 6026000 | NYCAC Integration Analysis
Nuclear | FOM | $/MW-yr | 146000 | 146000 | 146000 | 146000 | NYCAC IA Annex 1 Input Assumptions (tab: Going Forward Fixed Costs)
Nuclear | VOM | $/MWh | 3 | 3 | 3 | 3 | NREL 2022
Nuclear SMR | CONE | $/MW | 7989000 | 7661000 | 7150000 | 6639000 | ABC NREL 2022, nuclear tab
Nuclear SMR | FOM | $/MW-yr | 114000 | 114000 | 114000 | 114000 | NYCAC Integration Analysis
Nuclear SMR | VOM | $/MWh | 4 | 4 | 4 | 4 | NREL ABT 2022
O/CCGT: H2 Retrofit | CONE | $/MW | 1297500 | 1140000 | 1091250 | 1047500 | Guidehouse analysis
O/CCGT: H2 Retrofit | FOM | $/MW-yr | 35 | 35 | 35 | 35 | Guidehouse analysis
O/CCGT: H2 Retrofit | VOM | $/MWh | 2.5 | 2.5 | 2.5 | 2.5 | Guidehouse analysis
O/CCGT: Hydrogen | CONE | $/MW | 1496000 | 1290000 | 1026000 | 801000 | IA Appendix 1, tab Resource Costs - Mid
O/CCGT: Hydrogen | FOM | $/MW-yr | 30000 | 30000 | 30000 | 30000 | NYCAC IA Annex 1 Input Assumptions - Resource Cost Mid
O/CCGT: Hydrogen | VOM | $/MWh | 0 | 0 | 0 | 0 | N/A
O/CCGT: Natural Gas | CONE | $/MW | 1038000 | 912000 | 873000 | 838000 | ABT NREL 2022 Natural Gas_FE tab
O/CCGT: Natural Gas | FOM | $/MW-yr | 28 | 28 | 28 | 28 | NREL ABT 2022
O/CCGT: Natural Gas | VOM | $/MWh | 2 | 2 | 2 | 2 | NREL ABT 2022
Solar: Commercial BTM | CONE | $/MW | 1784000 | 927000 | 819000 | 712000 | ABT NREL 2022, Solar - PV Distr. Comm tab Moderate scenarios for Classes 6-10
Solar: Commercial BTM | FOM | $/MW-yr | 1900 | 1200 | 1100 | 1000 | ABT NREL 2022, tab Solar- PV Dist. Res Classes 6-10 moderate scenario
Solar: Commercial BTM | VOM | $/MWh | 0 | 0 | 0 | 0 | N/A
Solar: Residential BTM | CONE | $/MW | 2743000 | 1016000 | 904000 | 791000 | ABT NREL 2022, tab Solar- PV Dist. Res Classes 6-10 moderate scenario
Solar: Residential BTM | FOM | $/MW-yr | 29000 | 13000 | 12000 | 11000 | ABT NREL 2022, tab Solar- PV Dist. Res Classes 6-10 moderate scenario
Solar: Residential BTM | VOM | $/MWh | 0 | 0 | 0 | 0 | N/A
Solar: Utility-scale | CONE | $/MW | 1333000 | 734000 | 687000 | 620000 | ABT NREL 2022, tab Solar- Utility PV, classes 6-10, scenario moderate
Solar: Utility-scale | FOM | $/MW-yr | 23000 | 15000 | 14000 | 13000 | ABT NREL 2022, tab Solar- PV Dist. Res Classes 6-10 moderate scenario
Solar: Utility-scale | VOM | $/MWh | 0 | 0 | 0 | 0 | N/A
Storage: Battery 4hr | CONE | $/MW | 1727000 | 895000 | 783000 | 671000 | ABT NREL 2022, tab Utility-Scale Batter Storage, 4hr battery class, moderate scenario
Storage: Battery 4hr | FOM | $/MW-yr | 43000 | 22000 | 20000 | 17000 | NREL ABT 2022
Storage: Battery 4hr | VOM | $/MWh | 0 | 0 | 0 | 0 | N/A
Storage: Battery 8hr | CONE | $/MW | 3205000 | 1525000 | 1335000 | 1144000 | NREL ABT 2022
Storage: Battery 8hr | FOM | $/MW-yr | 80000 | 38000 | 33000 | 29000 | NREL ABT 2022
Storage: Battery 8hr | VOM | $/MWh | 0 | 0 | 0 | 0 | N/A
Storage: Natural Gas | CONE | $/MW | 0 | 0 | 0 | 0 | NREL ABT 2022
Storage: Natural Gas | FOM | $/MW-yr | 0 | 0 | 0 | 0 | N/A
Storage: Natural Gas | VOM | $/MWh | 0 | 0 | 0 | 0 | N/A
Storage: Pumped Hydro | CONE | $/MW | 4345000 | 3232000 | 2937000 | 2759000 | NREL ABT 2022
Storage: Pumped Hydro | FOM | $/MW-yr | 96412 | 75226 | 66983 | 61768 | NREL ABT 2022
Storage: Pumped Hydro | VOM | $/MWh | 0 | 0 | 0 | 0 | N/A
Wind: Offshore | CONE | $/MW | 4345500 | 3232930 | 2937610 | 2759750 | ABT NREL 2022, tab Offshore Wind, classes 1-4 & 8-11, moderate scenarios
Wind: Offshore | FOM | $/MW-yr | 96410 | 75220 | 66980 | 61770 | ABT NREL 2022, tab Offshore Wind, classes 1-4 & 8-11, moderate scenarios
Wind: Offshore | VOM | $/MWh | 0 | 0 | 0 | 0 | N/A
Wind: Onshore | CONE | $/MW | 1462000 | 955910 | 860320 | 764740 | ABT NREL 2022, land-based wind tab, classes 2-5, moderate scenario
Wind: Onshore | FOM | $/MW-yr | 22620 | 15220 | 14220 | 13250 | ABT NREL 2022, land-based wind tab, classes 2-5, moderate scenario
Wind: Onshore | VOM | $/MWh | 0 | 0 | 0 | 0 | N/A

## Infrastructure Technology Costs
Infrastructure Costs & Characteristics
Notes:
Infrastructure Costs
InfraTechnology | SubRegion1 | SubRegion2 | GENtoDISFuel | InfraTechCostType | CostUnits | 2020 | Comment/Source
Networked Geothermal | All Regions | All Regions | Electricity | VOM | $/MW-yr | 340.82 | VOM is assumed to be 1% of capital investment
Networked Geothermal | All Regions | All Regions | Electricity | CONE | $/MW | 34082 | NYCAC Integration Analysis: Bldg_Res Device Cost, assume same cost as GSHP
Electricity Transmission | NYISO_Upstate A-E | NYISO_Upstate A-E | Electricity | Levelized Cost | $/MW-yr | 82714 | Utility Transmission and Distribution Working Group Study
Electricity Transmission | NYISO_Upstate F | NYISO_Upstate F | Electricity | Levelized Cost | $/MW-yr | 914000 | Utility Transmission and Distribution Working Group Study
Electricity Transmission | NYISO_Upstate GHI | NYISO_Upstate GHI | Electricity | Levelized Cost | $/MW-yr | 18015 | Utility Transmission and Distribution Working Group Study
Electricity Transmission | NYISO_Downstate J | NYISO_Downstate J | Electricity | Levelized Cost | $/MW-yr | 52693 | Utility Transmission and Distribution Working Group Study
Electricity Transmission | NYISO_Downstate K | NYISO_Downstate K | Electricity | Levelized Cost | $/MW-yr | 70000 | Utility Transmission and Distribution Working Group Study
Electricity Distribution | NYISO_Upstate A-E | NYISO_Upstate A-E | Electricity | Levelized Cost | $/MW-yr | 99289 | NIMO MCS BCA Book 2019
Electricity Distribution | NYISO_Upstate F | NYISO_Upstate F | Electricity | Levelized Cost | $/MW-yr | 99289 | NIMO MCS BCA Book 2019
Electricity Distribution | NYISO_Upstate GHI | NYISO_Upstate GHI | Electricity | Levelized Cost | $/MW-yr | 26840 | CHG&E BCA Book 2019
Electricity Distribution | NYISO_Downstate J | NYISO_Downstate J | Electricity | Levelized Cost | $/MW-yr | 98670 | ConEd BCA v 3 2020
Electricity Distribution | NYISO_Downstate K | NYISO_Downstate K | Electricity | Levelized Cost | $/MW-yr | 99289 | NIMO MCS BCA Book 2019
Infrastructure Characteristics
Parameter | Units | Source | Link
Electric Losses | % | NYCAC Integration Analysis | https://climate.ny.gov/-/media/Project/Climate/Files/IA-Tech-Supplement-Annex-1-Input-Assumptions.xlsx
CH4 Pipeline Losses | % | Estimating Energy Sector Greenhouse Gas Emissions Under New York State’s Climate Leadership and Community Protection Act , NYSERDA & NYDEC, Table 12 | https://www.dec.ny.gov/docs/administration_pdf/energyghgerg.pdf
H2 Pipeline Losses | % | DOE Technical Targets for Hydrogen Delivery | https://www.energy.gov/eere/fuelcells/doe-technical-targets-hydrogen-delivery
Infrastructure Characteristics
InfraTechnology | SubRegion1 | SubRegion2 | GENtoDISFuel | RetrofitTech | Losses
Electricity T&D | NYISO_Upstate_A-E | NYISO_Upstate_A-E | Electricity | N/A | 7.12%
Electricity T&D | NYISO_Upstate_F | NYISO_Upstate_F | Electricity | N/A | 7.12%
Electricity T&D | NYISO_Downstate_G-I | NYISO_Downstate_G-I | Electricity | N/A | 7.12%
Electricity T&D | NYISO_Downstate_J | NYISO_Downstate_J | Electricity | N/A | 7.12%
Electricity T&D | NYISO_Downstate_K | NYISO_Downstate_K | Electricity | N/A | 7.12%
Electricity T&D | HQ | HQ | Electricity | N/A | 7.12%
Electricity T&D | PJM | PJM | Electricity | N/A | 7.12%
Electricity T&D | IESO | IESO | Electricity | N/A | 7.12%
Electricity T&D | ISO-NE | ISO-NE | Electricity | N/A | 7.12%
Electricity T&D | NYISO_Upstate_A-E | IESO | Electricity | N/A | 7.12%
Electricity T&D | NYISO_Upstate_A-E | HQ | Electricity | N/A | 7.12%
Electricity T&D | NYISO_Upstate_A-E | NYISO_Upstate_F | Electricity | N/A | 7.12%
Electricity T&D | NYISO_Upstate_A-E | NYISO_Downstate_G-I | Electricity | N/A | 7.12%
Electricity T&D | NYISO_Upstate_F | ISO-NE | Electricity | N/A | 7.12%
Electricity T&D | NYISO_Downstate_G-I | ISO-NE | Electricity | N/A | 7.12%
Electricity T&D | NYISO_Downstate_K | ISO-NE | Electricity | N/A | 7.12%
Electricity T&D | NYISO_Upstate_A-E | PJM | Electricity | N/A | 7.12%
Electricity T&D | NYISO_Downstate_G-I | PJM | Electricity | N/A | 7.12%
Electricity T&D | NYISO_Downstate_J | PJM | Electricity | N/A | 7.12%
Electricity T&D | NYISO_Upstate_F | NYISO_Downstate_G-I | Electricity | N/A | 7.12%
Electricity T&D | NYISO_Downstate_G-I | NYISO_Downstate_J | Electricity | N/A | 7.12%
Electricity T&D | NYISO_Downstate_G-I | NYISO_Downstate_K | Electricity | N/A | 7.12%
CH4 Pipeline | NYISO_Upstate_A-E | PJM | Methane | N/A | 0.3%
CH4 Pipeline | NYISO_Upstate_A-E | IESO | Methane | N/A | 0.3%
CH4 Pipeline | NYISO_Upstate_F | ISO-NE | Methane | N/A | 0.3%
CH4 Pipeline | NYISO_Downstate_G-I | ISO-NE | Methane | N/A | 0.3%
CH4 Pipeline | NYISO_Downstate_G-I | PJM | Methane | N/A | 0.3%
CH4 Pipeline | PJM | NYISO_Upstate_A-E | Methane | N/A | 0.3%
CH4 Pipeline | IESO | NYISO_Upstate_A-E | Methane | N/A | 0.3%
CH4 Pipeline | PJM | NYISO_Downstate_J | Methane | N/A | 0.3%
CH4 Pipeline | ISO-NE | NYISO_Downstate_K | Methane | N/A | 0.3%
CH4 Pipeline | ISO-NE | NYISO_Downstate_G-I | Methane | N/A | 0.3%
CH4 Pipeline | PJM | NYISO_Downstate_G-I | Methane | N/A | 0.3%
CH4 Pipeline | NYISO_Upstate_A-E | NYISO_Upstate_F | Methane | N/A | 0.3%
CH4 Pipeline | NYISO_Upstate_A-E | NYISO_Downstate_G-I | Methane | N/A | 0.3%
CH4 Pipeline | NYISO_Downstate_G-I | NYISO_Upstate_F | Methane | N/A | 0.3%
CH4 Pipeline | NYISO_Downstate_G-I | NYISO_Upstate_J | Methane | N/A | 0.3%
CH4 Pipeline | NYISO_Downstate_G-I | NYISO_Upstate_K | Methane | N/A | 0.3%
CH4 Pipeline | NYISO_Upstate_J | NYISO_Upstate_K | Methane | N/A | 0.3%
H2 Pipeline Retrofit | NYISO_Upstate_A-E | PJM | Hydrogen | CH4 Pipeline | 0.5%
H2 Pipeline Retrofit | NYISO_Upstate_A-E | IESO | Hydrogen | CH4 Pipeline | 0.5%
H2 Pipeline Retrofit | NYISO_Upstate_F | ISO-NE | Hydrogen | CH4 Pipeline | 0.5%
H2 Pipeline Retrofit | NYISO_Downstate_G-I | ISO-NE | Hydrogen | CH4 Pipeline | 0.5%
H2 Pipeline Retrofit | NYISO_Downstate_G-I | PJM | Hydrogen | CH4 Pipeline | 0.5%
H2 Pipeline Retrofit | PJM | NYISO_Upstate_A-E | Hydrogen | CH4 Pipeline | 0.5%
H2 Pipeline Retrofit | IESO | NYISO_Upstate_A-E | Hydrogen | CH4 Pipeline | 0.5%
H2 Pipeline Retrofit | PJM | NYISO_Downstate_J | Hydrogen | CH4 Pipeline | 0.5%
H2 Pipeline Retrofit | ISO-NE | NYISO_Downstate_K | Hydrogen | CH4 Pipeline | 0.5%
H2 Pipeline Retrofit | ISO-NE | NYISO_Downstate_G-I | Hydrogen | CH4 Pipeline | 0.5%
H2 Pipeline Retrofit | PJM | NYISO_Downstate_G-I | Hydrogen | CH4 Pipeline | 0.5%
H2 Pipeline Retrofit | NYISO_Upstate_A-E | NYISO_Upstate_F | Hydrogen | CH4 Pipeline | 0.5%
H2 Pipeline Retrofit | NYISO_Upstate_A-E | NYISO_Downstate_G-I | Hydrogen | CH4 Pipeline | 0.5%
H2 Pipeline Retrofit | NYISO_Downstate_G-I | NYISO_Upstate_F | Hydrogen | CH4 Pipeline | 0.5%
H2 Pipeline Retrofit | NYISO_Downstate_G-I | NYISO_Upstate_J | Hydrogen | CH4 Pipeline | 0.5%
H2 Pipeline Retrofit | NYISO_Upstate_J | NYISO_Upstate_K | Hydrogen | CH4 Pipeline | 0.5%
H2 Pipeline New | NYISO_Upstate_A-E | PJM | Hydrogen | N/A | 0.5%
H2 Pipeline New | NYISO_Upstate_A-E | IESO | Hydrogen | N/A | 0.5%
H2 Pipeline New | NYISO_Upstate_F | ISO-NE | Hydrogen | N/A | 0.5%
H2 Pipeline New | NYISO_Downstate_G-I | ISO-NE | Hydrogen | N/A | 0.5%
H2 Pipeline New | NYISO_Downstate_G-I | PJM | Hydrogen | N/A | 0.5%
H2 Pipeline New | PJM | NYISO_Upstate_A-E | Hydrogen | N/A | 0.5%
H2 Pipeline New | IESO | NYISO_Upstate_A-E | Hydrogen | N/A | 0.5%
H2 Pipeline New | PJM | NYISO_Downstate_J | Hydrogen | N/A | 0.5%
H2 Pipeline New | ISO-NE | NYISO_Downstate_K | Hydrogen | N/A | 0.5%
H2 Pipeline New | ISO-NE | NYISO_Downstate_G-I | Hydrogen | N/A | 0.5%
H2 Pipeline New | PJM | NYISO_Downstate_G-I | Hydrogen | N/A | 0.5%
H2 Pipeline New | NYISO_Upstate_A-E | NYISO_Upstate_F | Hydrogen | N/A | 0.5%
H2 Pipeline New | NYISO_Upstate_A-E | NYISO_Downstate_G-I | Hydrogen | N/A | 0.5%
H2 Pipeline New | NYISO_Downstate_G-I | NYISO_Upstate_F | Hydrogen | N/A | 0.5%
H2 Pipeline New | NYISO_Downstate_G-I | NYISO_Upstate_J | Hydrogen | N/A | 0.5%
H2 Pipeline New | NYISO_Upstate_J | NYISO_Upstate_K | Hydrogen | N/A | 0.5%

## Generation & Capacity
Existing Supply Technologies
Notes:
Parameter | Units | Source | Link
Existing Supply Technology Capacity: NYISO | MW | NYCAC Integration Analysis | https://climate.ny.gov/-/media/Project/Climate/Files/IA-Tech-Supplement-Annex-1-Input-Assumptions.xlsx
Existing Supply Technology Capacity: IESO | MW | Ontario IESO | https://www.ieso.ca/en/Corporate-IESO/Media/Year-End-Data
Existing Supply Technology Capacity: ISO NE | MW | ISO NE | https://www.iso-ne.com/about/key-stats/resource-mix
Existing Supply Technology Capacity: PJM | MW | PJM | https://www.pjm.com/-/media/markets-ops/ops-analysis/capacity-by-fuel-type-2021.ashx
Existing Supply Technology Capacity: HQ | MW | Hydro-Québec Production | https://www.hydroquebec.com/generation/generating-stations.html#:~:text=Hydroelectric%20generating%20stations,electricity%20used%20in%20the%20world.
Storage Natural Gas | MW | National Grid Winter Supply Review | https://documents.dps.ny.gov/public/MatterManagement/CaseMaster.aspx?MatterCaseNo=22-M-0247
Existing Supply Technologies (MW)
SupplyTechnology | SubRegion | SupplyTechExisting
Nuclear | NYISO_Upstate_A-E | 3343
Nuclear SMR | NYISO_Upstate_A-E | 0
Hydro | NYISO_Upstate_A-E | 3901
Bioenergy | NYISO_Upstate_A-E | 123
Anaerobic Digestion | NYISO_Upstate_A-E | 0
Import: Hydrogen | NYISO_Upstate_A-E | 0
Import: Natural Gas | NYISO_Upstate_A-E | 0
Storage: Pumped Hydro | NYISO_Upstate_A-E | 268
Storage: Battery 4hr | NYISO_Upstate_A-E | 0
Storage: Battery 8hr | NYISO_Upstate_A-E | 0
Solar: Utility-scale | NYISO_Upstate_A-E | 212
Solar: Commercial BTM | NYISO_Upstate_A-E | 0
Solar: Residential BTM | NYISO_Upstate_A-E | 0
Wind: Offshore | NYISO_Upstate_A-E | 0
Wind: Onshore | NYISO_Upstate_A-E | 1917
O/CCGT: Natural Gas | NYISO_Upstate_A-E | 2266
O/CCGT: Hydrogen | NYISO_Upstate_A-E | 0
O/CCGT: H2 Retrofit | NYISO_Upstate_A-E | 0
Nuclear | NYISO_Upstate_F | 0
Nuclear SMR | NYISO_Upstate_F | 0
Hydro | NYISO_Upstate_F | 268
Bioenergy | NYISO_Upstate_F | 23
Anaerobic Digestion | NYISO_Upstate_F | 0
Import: Hydrogen | NYISO_Upstate_F | 0
Import: Natural Gas | NYISO_Upstate_F | 0
Storage: Pumped Hydro | NYISO_Upstate_F | 1167
Storage: Battery 4hr | NYISO_Upstate_F | 0
Storage: Battery 8hr | NYISO_Upstate_F | 0
Solar: Utility-scale | NYISO_Upstate_F | 40
Solar: Commercial BTM | NYISO_Upstate_F | 0
Solar: Residential BTM | NYISO_Upstate_F | 0
Wind: Offshore | NYISO_Upstate_F | 0
Wind: Onshore | NYISO_Upstate_F | 0
O/CCGT: Natural Gas | NYISO_Upstate_F | 3015
O/CCGT: Hydrogen | NYISO_Upstate_F | 0
O/CCGT: H2 Retrofit | NYISO_Upstate_F | 0
Nuclear | NYISO_Downstate_G-I | 1505
Nuclear SMR | NYISO_Downstate_G-I | 0
Hydro | NYISO_Downstate_G-I | 79
Bioenergy | NYISO_Downstate_G-I | 60
Anaerobic Digestion | NYISO_Downstate_G-I | 0
Import: Hydrogen | NYISO_Downstate_G-I | 0
Import: Natural Gas | NYISO_Downstate_G-I | 0
Storage: Pumped Hydro | NYISO_Downstate_G-I | 0
Storage: Battery 4hr | NYISO_Downstate_G-I | 0
Storage: Battery 8hr | NYISO_Downstate_G-I | 0
Solar: Utility-scale | NYISO_Downstate_G-I | 25
Solar: Commercial BTM | NYISO_Downstate_G-I | 0
Solar: Residential BTM | NYISO_Downstate_G-I | 0
Wind: Offshore | NYISO_Downstate_G-I | 0
Wind: Onshore | NYISO_Downstate_G-I | 0
O/CCGT: Natural Gas | NYISO_Downstate_G-I | 1691
O/CCGT: Hydrogen | NYISO_Downstate_G-I | 0
O/CCGT: H2 Retrofit | NYISO_Downstate_G-I | 0
Nuclear | NYISO_Downstate_J | 0
Nuclear SMR | NYISO_Downstate_J | 0
Hydro | NYISO_Downstate_J | 0
Bioenergy | NYISO_Downstate_J | 0
Anaerobic Digestion | NYISO_Downstate_J | 0
Import: Hydrogen | NYISO_Downstate_J | 0
Import: Natural Gas | NYISO_Downstate_J | 0
Storage: Pumped Hydro | NYISO_Downstate_J | 0
Storage: Battery 4hr | NYISO_Downstate_J | 0
Storage: Battery 8hr | NYISO_Downstate_J | 0
Solar: Utility-scale | NYISO_Downstate_J | 0
Solar: Commercial BTM | NYISO_Downstate_J | 0
Solar: Residential BTM | NYISO_Downstate_J | 0
Wind: Offshore | NYISO_Downstate_J | 0
Wind: Onshore | NYISO_Downstate_J | 0
O/CCGT: Natural Gas | NYISO_Downstate_J | 3334
O/CCGT: Hydrogen | NYISO_Downstate_J | 0
O/CCGT: H2 Retrofit | NYISO_Downstate_J | 0
Nuclear | NYISO_Downstate_K | 0
Nuclear SMR | NYISO_Downstate_K | 0
Hydro | NYISO_Downstate_K | 0
Bioenergy | NYISO_Downstate_K | 121
Anaerobic Digestion | NYISO_Downstate_K | 0
Import: Hydrogen | NYISO_Downstate_K | 0
Import: Natural Gas | NYISO_Downstate_K | 0
Storage: Pumped Hydro | NYISO_Downstate_K | 0
Storage: Battery 4hr | NYISO_Downstate_K | 0
Storage: Battery 8hr | NYISO_Downstate_K | 0
Solar: Utility-scale | NYISO_Downstate_K | 32
Solar: Commercial BTM | NYISO_Downstate_K | 0
Solar: Residential BTM | NYISO_Downstate_K | 0
Wind: Offshore | NYISO_Downstate_K | 0
Wind: Onshore | NYISO_Downstate_K | 0
O/CCGT: Natural Gas | NYISO_Downstate_K | 709
O/CCGT: Hydrogen | NYISO_Downstate_K | 0
O/CCGT: H2 Retrofit | NYISO_Downstate_K | 0
Nuclear | HQ | 0
Nuclear SMR | HQ | 0
Hydro | HQ | 36687
Bioenergy | HQ | 257
Anaerobic Digestion | HQ | 0
Import: Hydrogen | HQ | 0
Import: Natural Gas | HQ | 0
Storage: Pumped Hydro | HQ | 0
Storage: Battery 4hr | HQ | 0
Storage: Battery 8hr | HQ | 0
Solar: Utility-scale | HQ | 0
Solar: Commercial BTM | HQ | 0
Solar: Residential BTM | HQ | 0
Wind: Offshore | HQ | 0
Wind: Onshore | HQ | 3508
O/CCGT: Natural Gas | HQ | 542
O/CCGT: Hydrogen | HQ | 0
O/CCGT: H2 Retrofit | HQ | 0
Nuclear | PJM | 32656
Nuclear SMR | PJM | 0
Hydro | PJM | 8886
Bioenergy | PJM | 14
Anaerobic Digestion | PJM | 0
Import: Hydrogen | PJM | 0
Import: Natural Gas | PJM | 0
Storage: Pumped Hydro | PJM | 5000
Storage: Battery 4hr | PJM | 0
Storage: Battery 8hr | PJM | 300
Solar: Utility-scale | PJM | 1779
Solar: Commercial BTM | PJM | 0
Solar: Residential BTM | PJM | 0
Wind: Offshore | PJM | 0
Wind: Onshore | PJM | 1529.3
O/CCGT: Natural Gas | PJM | 50709
O/CCGT: Hydrogen | PJM | 0
O/CCGT: H2 Retrofit | PJM | 0
Nuclear | IESO | 13089
Nuclear SMR | IESO | 0
Hydro | IESO | 8868
Bioenergy | IESO | 296
Anaerobic Digestion | IESO | 0
Import: Hydrogen | IESO | 0
Import: Natural Gas | IESO | 0
Storage: Pumped Hydro | IESO | 175
Storage: Battery 4hr | IESO | 0
Storage: Battery 8hr | IESO | 54
Solar: Utility-scale | IESO | 478
Solar: Commercial BTM | IESO | 0
Solar: Residential BTM | IESO | 0
Wind: Offshore | IESO | 0
Wind: Onshore | IESO | 4783
O/CCGT: Natural Gas | IESO | 10482
O/CCGT: Hydrogen | IESO | 0
O/CCGT: H2 Retrofit | IESO | 0
Nuclear | ISO-NE | 3924
Nuclear SMR | ISO-NE | 0
Hydro | ISO-NE | 3270
Bioenergy | ISO-NE | 0
Anaerobic Digestion | ISO-NE | 0
Import: Hydrogen | ISO-NE | 0
Import: Natural Gas | ISO-NE | 0
Storage: Pumped Hydro | ISO-NE | 2000
Storage: Battery 4hr | ISO-NE | 20
Storage: Battery 8hr | ISO-NE | 0
Solar: Utility-scale | ISO-NE | 820
Solar: Commercial BTM | ISO-NE | 0
Solar: Residential BTM | ISO-NE | 0
Wind: Offshore | ISO-NE | 0
Wind: Onshore | ISO-NE | 820
O/CCGT: Natural Gas | ISO-NE | 15042
O/CCGT: Hydrogen | ISO-NE | 0
O/CCGT: H2 Retrofit | ISO-NE | 0
Fuel Oil Peaker | NYISO_Upstate_A-E | 818.7
Fuel Oil Peaker | NYISO_Upstate_F | 0
Fuel Oil Peaker | NYISO_Downstate_G-I | 18.1
Fuel Oil Peaker | NYISO_Downstate_J | 339.5
Fuel Oil Peaker | NYISO_Downstate_K | 1202.4
Fuel Oil Peaker | HQ | 0
Fuel Oil Peaker | PJM | 7860
Fuel Oil Peaker | IESO | 0
Fuel Oil Peaker | ISO-NE | 0
Gas Peaker | NYISO_Upstate_A-E | 941.6
Gas Peaker | NYISO_Upstate_F | 0
Gas Peaker | NYISO_Downstate_G-I | 2915.5
Gas Peaker | NYISO_Downstate_J | 5934.8
Gas Peaker | NYISO_Downstate_K | 3203.2
Gas Peaker | HQ | 0
Gas Peaker | PJM | 28164
Gas Peaker | IESO | 0
Gas Peaker | ISO-NE | 0
Coal | NYISO_Upstate_A-E | 0
Coal | NYISO_Upstate_F | 0
Coal | NYISO_Downstate_G-I | 0
Coal | NYISO_Downstate_J | 0
Coal | NYISO_Downstate_K | 0
Coal | HQ | 0
Coal | PJM | 52158
Coal | IESO | 0
Coal | ISO-NE | 981

## Transfer Limits
Transfer Limits Between Regions
Notes:
Parameter | Units | Source | Link
Infrastructure Tech Existing for New York Regions | MW | NYCAC Integration Analysis | https://climate.ny.gov/-/media/Project/Climate/Files/IA-Tech-Supplement-Annex-1-Input-Assumptions.xlsx
Infrastructure Tech Existing for Ontario IESO | MW | IESO, Fall 2021 Reliability Outlook | https://www.ieso.ca/en/Corporate-IESO/Media/Year-End-Data
Methane Capacity | MMCfd | EIA | https://www.eia.gov/naturalgas/data.php#pipelines
Transfer Limits Between Regions (MW)
InfraTechnology | SubRegion1 | SubRegion2 | GENtoDISFuel | Units | InfraTechExisting
Electricity T&D | PJM | PJM | Electricity | MW | In progress
Electricity T&D | NYISO_Upstate_F | NYISO_Upstate_F | Electricity | MW | In progress
Electricity T&D | NYISO_Upstate_A-E | NYISO_Upstate_A-E | Electricity | MW | In progress
Electricity T&D | NYISO_Downstate_K | NYISO_Downstate_K | Electricity | MW | In progress
Electricity T&D | NYISO_Downstate_J | NYISO_Downstate_J | Electricity | MW | In progress
Electricity T&D | NYISO_Downstate_G-I | NYISO_Downstate_G-I | Electricity | MW | In progress
Electricity T&D | ISO-NE | ISO-NE | Electricity | MW | In progress
Electricity T&D | IESO | IESO | Electricity | MW | 23000
Electricity T&D | HQ | HQ | Electricity | MW | In progress
Electricity T&D | NYISO_Upstate_F | ISO-NE | Electricity | MW | 800
Electricity T&D | NYISO_Upstate_F | NYISO_Downstate_G-I | Electricity | MW | 5400
Electricity T&D | NYISO_Upstate_A-E | HQ | Electricity | MW | 1690
Electricity T&D | NYISO_Upstate_A-E | IESO | Electricity | MW | 2000
Electricity T&D | NYISO_Upstate_A-E | NYISO_Downstate_G-I | Electricity | MW | 2300
Electricity T&D | NYISO_Upstate_A-E | NYISO_Upstate_F | Electricity | MW | 3250
Electricity T&D | NYISO_Upstate_A-E | PJM | Electricity | MW | 1450
Electricity T&D | NYISO_Downstate_K | ISO-NE | Electricity | MW | 744
Electricity T&D | NYISO_Downstate_J | PJM | Electricity | MW | 315
Electricity T&D | NYISO_Downstate_G-I | ISO-NE | Electricity | MW | 800
Electricity T&D | NYISO_Downstate_G-I | NYISO_Downstate_J | Electricity | MW | 4350
Electricity T&D | NYISO_Downstate_G-I | NYISO_Downstate_K | Electricity | MW | 1293
Electricity T&D | NYISO_Downstate_G-I | PJM | Electricity | MW | 1045
CH4 Pipeline | ISO-NE | ISO-NE | Methane | MMcfd | 1508
CH4 Pipeline | NYISO_Upstate_A-E | IESO | Methane | MMcfd | 1350
CH4 Pipeline | NYISO_Upstate_F | ISO-NE | Methane | MMcfd | 1169
CH4 Pipeline | NYISO_Downstate_G-I | ISO-NE | Methane | MMcfd | 2918
CH4 Pipeline | NYISO_Downstate_G-I | PJM | Methane | MMcfd | 275
CH4 Pipeline | PJM | NYISO_Upstate_A-E | Methane | MMcfd | 4697
CH4 Pipeline | IESO | NYISO_Upstate_A-E | Methane | MMcfd | 3315
CH4 Pipeline | PJM | NYISO_Downstate_J | Methane | MMcfd | 3196
CH4 Pipeline | ISO-NE | NYISO_Downstate_K | Methane | MMcfd | 620
CH4 Pipeline | ISO-NE | NYISO_Downstate_G-I | Methane | MMcfd | 275
CH4 Pipeline | PJM | NYISO_Downstate_G-I | Methane | MMcfd | 2283
CH4 Pipeline | NYISO_Upstate_A-E | NYISO_Upstate_F | Methane | MMcfd | 929
CH4 Pipeline | NYISO_Upstate_A-E | NYISO_Downstate_G-I | Methane | MMcfd | 3500
CH4 Pipeline | NYISO_Downstate_G-I | NYISO_Upstate_F | Methane | MMcfd | 477
CH4 Pipeline | NYISO_Downstate_G-I | NYISO_Upstate_J | Methane | MMcfd | 477
CH4 Pipeline | NYISO_Downstate_G-I | NYISO_Upstate_K | Methane | MMcfd | 477
CH4 Pipeline | NYISO_Upstate_J | NYISO_Upstate_K | Methane | MMcfd | 477
H2 Pipeline Retrofit | NYISO_Upstate_A-E | PJM | Hydrogen | MMcfd | 0
H2 Pipeline Retrofit | NYISO_Upstate_A-E | IESO | Hydrogen | MMcfd | 0
H2 Pipeline Retrofit | NYISO_Upstate_F | ISO-NE | Hydrogen | MMcfd | 0
H2 Pipeline Retrofit | NYISO_Downstate_G-I | ISO-NE | Hydrogen | MMcfd | 0
H2 Pipeline Retrofit | NYISO_Downstate_G-I | PJM | Hydrogen | MMcfd | 0
H2 Pipeline Retrofit | PJM | NYISO_Upstate_A-E | Hydrogen | MMcfd | 0
H2 Pipeline Retrofit | IESO | NYISO_Upstate_A-E | Hydrogen | MMcfd | 0
H2 Pipeline Retrofit | PJM | NYISO_Downstate_J | Hydrogen | MMcfd | 0
H2 Pipeline Retrofit | ISO-NE | NYISO_Downstate_K | Hydrogen | MMcfd | 0
H2 Pipeline Retrofit | ISO-NE | NYISO_Downstate_G-I | Hydrogen | MMcfd | 0
H2 Pipeline Retrofit | PJM | NYISO_Downstate_G-I | Hydrogen | MMcfd | 0
H2 Pipeline Retrofit | NYISO_Upstate_A-E | NYISO_Upstate_F | Hydrogen | MMcfd | 0
H2 Pipeline Retrofit | NYISO_Upstate_A-E | NYISO_Downstate_G-I | Hydrogen | MMcfd | 0
H2 Pipeline Retrofit | NYISO_Downstate_G-I | NYISO_Upstate_F | Hydrogen | MMcfd | 0
H2 Pipeline Retrofit | NYISO_Downstate_G-I | NYISO_Upstate_J | Hydrogen | MMcfd | 0
H2 Pipeline Retrofit | NYISO_Upstate_J | NYISO_Upstate_K | Hydrogen | MMcfd | 0
H2 Pipeline New | NYISO_Upstate_A-E | PJM | Hydrogen | MMcfd | 0
H2 Pipeline New | NYISO_Upstate_A-E | IESO | Hydrogen | MMcfd | 0
H2 Pipeline New | NYISO_Upstate_F | ISO-NE | Hydrogen | MMcfd | 0
H2 Pipeline New | NYISO_Downstate_G-I | ISO-NE | Hydrogen | MMcfd | 0
H2 Pipeline New | NYISO_Downstate_G-I | PJM | Hydrogen | MMcfd | 0
H2 Pipeline New | PJM | NYISO_Upstate_A-E | Hydrogen | MMcfd | 0
H2 Pipeline New | IESO | NYISO_Upstate_A-E | Hydrogen | MMcfd | 0
H2 Pipeline New | PJM | NYISO_Downstate_J | Hydrogen | MMcfd | 0
H2 Pipeline New | ISO-NE | NYISO_Downstate_K | Hydrogen | MMcfd | 0
H2 Pipeline New | ISO-NE | NYISO_Downstate_G-I | Hydrogen | MMcfd | 0
H2 Pipeline New | PJM | NYISO_Downstate_G-I | Hydrogen | MMcfd | 0
H2 Pipeline New | NYISO_Upstate_A-E | NYISO_Upstate_F | Hydrogen | MMcfd | 0
H2 Pipeline New | NYISO_Upstate_A-E | NYISO_Downstate_G-I | Hydrogen | MMcfd | 0
H2 Pipeline New | NYISO_Downstate_G-I | NYISO_Upstate_F | Hydrogen | MMcfd | 0
H2 Pipeline New | NYISO_Downstate_G-I | NYISO_Upstate_J | Hydrogen | MMcfd | 0
H2 Pipeline New | NYISO_Upstate_J | NYISO_Upstate_K | Hydrogen | MMcfd | 0

## Wind and Solar Capacity Factors
Wind and Solar Capacity Factors
Notes: | The production shapes were normalized to the annual capacity factors used in the Integration Analysis to develop the capacity factors for the LCP model. The annual capacity factors from the Integration Analysis can be found in the IA Annex 1, tab "RE Supply Curve". Note that the "Winter Peak" and "Summer Peak" are no different from "Winter" and "Summer", respectively, since the peak refers to the demand side peak. There is no difference in supply capacity on peak demand days.
Parameter | Units | Source | Link
Wind Production Shapes | MW | NYISO 2021 Hourly NYCA Wind Production | https://www.nyiso.com/documents/20142/29609937/2021-Hourly-Wind-Production.xlsx/93a48be5-f323-086b-a183-1c1a1c6f8fc6
Solar Production Shapes | % | NYISO Historical Solar Production by Zone | https://www.nyiso.com/documents/20142/17980577/BTM-Solar-Hourly-Reference-Files.xlsx/59e54ee5-b9a7-e8c7-a0f9-adf71c3b2b3c?t=1608674076245
Wind and Solar Capacity Factors (%)
Supply Technology | Season | Hour | NYISO_Upstate_A-E | NYISO_Upstate_F | NYISO_Downstate_G-I | NYISO_Downstate_J | NYISO_Downstate_K | IESO | PJM | HQ | ISO-NE
Wind: Onshore | Summer | 1 | 30% | 28% | 30% | 0% | 33% | 38% | 36% | 38% | 38%
Wind: Onshore | Summer | 2 | 29% | 28% | 30% | 0% | 32% | 37% | 35% | 38% | 38%
Wind: Onshore | Summer | 3 | 29% | 28% | 30% | 0% | 33% | 38% | 36% | 38% | 38%
Wind: Onshore | Summer | 4 | 28% | 27% | 29% | 0% | 31% | 36% | 34% | 36% | 36%
Wind: Onshore | Summer | 5 | 27% | 26% | 28% | 0% | 30% | 35% | 33% | 35% | 35%
Wind: Onshore | Summer | 6 | 26% | 25% | 26% | 0% | 29% | 33% | 32% | 34% | 34%
Wind: Onshore | Summer | 7 | 23% | 22% | 23% | 0% | 25% | 29% | 28% | 29% | 29%
Wind: Onshore | Summer | 8 | 20% | 19% | 20% | 0% | 22% | 25% | 24% | 25% | 25%
Wind: Onshore | Summer | 9 | 18% | 17% | 18% | 0% | 20% | 23% | 22% | 23% | 23%
Wind: Onshore | Summer | 10 | 18% | 17% | 18% | 0% | 20% | 23% | 22% | 23% | 23%
Wind: Onshore | Summer | 11 | 19% | 18% | 19% | 0% | 21% | 24% | 23% | 24% | 24%
Wind: Onshore | Summer | 12 | 21% | 20% | 21% | 0% | 23% | 27% | 25% | 27% | 27%
Wind: Onshore | Summer | 13 | 22% | 21% | 22% | 0% | 24% | 28% | 27% | 28% | 28%
Wind: Onshore | Summer | 14 | 23% | 22% | 24% | 0% | 26% | 30% | 28% | 30% | 30%
Wind: Onshore | Summer | 15 | 25% | 24% | 25% | 0% | 27% | 32% | 30% | 32% | 32%
Wind: Onshore | Summer | 16 | 25% | 24% | 25% | 0% | 27% | 32% | 30% | 32% | 32%
Wind: Onshore | Summer | 17 | 23% | 22% | 24% | 0% | 26% | 30% | 28% | 30% | 30%
Wind: Onshore | Summer | 18 | 21% | 20% | 21% | 0% | 23% | 27% | 25% | 27% | 27%
Wind: Onshore | Summer | 19 | 19% | 18% | 19% | 0% | 21% | 24% | 23% | 24% | 24%
Wind: Onshore | Summer | 20 | 21% | 20% | 21% | 0% | 23% | 27% | 25% | 27% | 27%
Wind: Onshore | Summer | 21 | 24% | 23% | 24% | 0% | 27% | 31% | 29% | 31% | 31%
Wind: Onshore | Summer | 22 | 26% | 25% | 27% | 0% | 29% | 34% | 32% | 34% | 34%
Wind: Onshore | Summer | 23 | 28% | 27% | 29% | 0% | 31% | 36% | 34% | 37% | 37%
Wind: Onshore | Summer | 24 | 29% | 28% | 30% | 0% | 32% | 37% | 35% | 38% | 38%
Wind: Onshore | Spring | 1 | 43% | 41% | 44% | 0% | 48% | 56% | 53% | 56% | 56%
Wind: Onshore | Spring | 2 | 43% | 41% | 44% | 0% | 48% | 55% | 52% | 56% | 56%
Wind: Onshore | Spring | 3 | 42% | 40% | 43% | 0% | 47% | 54% | 51% | 55% | 55%
Wind: Onshore | Spring | 4 | 41% | 40% | 42% | 0% | 46% | 54% | 51% | 54% | 54%
Wind: Onshore | Spring | 5 | 40% | 39% | 41% | 0% | 45% | 52% | 49% | 52% | 52%
Wind: Onshore | Spring | 6 | 39% | 38% | 40% | 0% | 44% | 51% | 48% | 51% | 51%
Wind: Onshore | Spring | 7 | 37% | 36% | 38% | 0% | 42% | 48% | 46% | 49% | 49%
Wind: Onshore | Spring | 8 | 35% | 34% | 36% | 0% | 39% | 45% | 43% | 46% | 46%
Wind: Onshore | Spring | 9 | 34% | 33% | 35% | 0% | 38% | 44% | 41% | 44% | 44%
Wind: Onshore | Spring | 10 | 34% | 32% | 35% | 0% | 38% | 44% | 41% | 44% | 44%
Wind: Onshore | Spring | 11 | 34% | 33% | 35% | 0% | 38% | 44% | 42% | 45% | 45%
Wind: Onshore | Spring | 12 | 36% | 34% | 36% | 0% | 40% | 46% | 43% | 46% | 46%
Wind: Onshore | Spring | 13 | 37% | 36% | 38% | 0% | 41% | 48% | 45% | 48% | 48%
Wind: Onshore | Spring | 14 | 39% | 37% | 40% | 0% | 43% | 50% | 47% | 50% | 50%
Wind: Onshore | Spring | 15 | 40% | 38% | 41% | 0% | 44% | 51% | 49% | 52% | 52%
Wind: Onshore | Spring | 16 | 41% | 39% | 42% | 0% | 45% | 53% | 50% | 53% | 53%
Wind: Onshore | Spring | 17 | 40% | 39% | 41% | 0% | 45% | 52% | 49% | 52% | 52%
Wind: Onshore | Spring | 18 | 39% | 37% | 40% | 0% | 43% | 50% | 47% | 50% | 50%
Wind: Onshore | Spring | 19 | 36% | 34% | 36% | 0% | 40% | 46% | 43% | 46% | 46%
Wind: Onshore | Spring | 20 | 37% | 35% | 38% | 0% | 41% | 48% | 45% | 48% | 48%
Wind: Onshore | Spring | 21 | 40% | 38% | 41% | 0% | 44% | 51% | 48% | 51% | 51%
Wind: Onshore | Spring | 22 | 41% | 40% | 42% | 0% | 46% | 53% | 50% | 53% | 53%
Wind: Onshore | Spring | 23 | 42% | 40% | 43% | 0% | 46% | 54% | 51% | 54% | 54%
Wind: Onshore | Spring | 24 | 42% | 40% | 43% | 0% | 47% | 54% | 51% | 55% | 55%
Wind: Onshore | Fall | 1 | 40% | 39% | 41% | 0% | 45% | 52% | 49% | 52% | 52%
Wind: Onshore | Fall | 2 | 39% | 37% | 40% | 0% | 43% | 50% | 48% | 51% | 51%
Wind: Onshore | Fall | 3 | 37% | 36% | 38% | 0% | 42% | 48% | 46% | 49% | 49%
Wind: Onshore | Fall | 4 | 36% | 35% | 37% | 0% | 40% | 47% | 44% | 47% | 47%
Wind: Onshore | Fall | 5 | 36% | 35% | 37% | 0% | 40% | 47% | 44% | 47% | 47%
Wind: Onshore | Fall | 6 | 36% | 35% | 37% | 0% | 41% | 47% | 45% | 47% | 47%
Wind: Onshore | Fall | 7 | 36% | 34% | 37% | 0% | 40% | 46% | 44% | 46% | 46%
Wind: Onshore | Fall | 8 | 34% | 33% | 35% | 0% | 38% | 44% | 42% | 44% | 44%
Wind: Onshore | Fall | 9 | 31% | 30% | 32% | 0% | 35% | 40% | 38% | 41% | 41%
Wind: Onshore | Fall | 10 | 31% | 30% | 32% | 0% | 34% | 40% | 38% | 40% | 40%
Wind: Onshore | Fall | 11 | 32% | 31% | 33% | 0% | 36% | 42% | 39% | 42% | 42%
Wind: Onshore | Fall | 12 | 34% | 33% | 35% | 0% | 38% | 44% | 42% | 44% | 44%
Wind: Onshore | Fall | 13 | 35% | 34% | 36% | 0% | 39% | 45% | 43% | 45% | 45%
Wind: Onshore | Fall | 14 | 35% | 34% | 36% | 0% | 39% | 46% | 43% | 46% | 46%
Wind: Onshore | Fall | 15 | 35% | 34% | 36% | 0% | 39% | 45% | 43% | 46% | 46%
Wind: Onshore | Fall | 16 | 33% | 32% | 34% | 0% | 37% | 43% | 41% | 43% | 43%
Wind: Onshore | Fall | 17 | 32% | 31% | 33% | 0% | 36% | 42% | 40% | 42% | 42%
Wind: Onshore | Fall | 18 | 33% | 32% | 34% | 0% | 37% | 43% | 40% | 43% | 43%
Wind: Onshore | Fall | 19 | 37% | 36% | 38% | 0% | 41% | 48% | 46% | 48% | 48%
Wind: Onshore | Fall | 20 | 40% | 39% | 41% | 0% | 45% | 52% | 49% | 52% | 52%
Wind: Onshore | Fall | 21 | 42% | 40% | 43% | 0% | 47% | 54% | 51% | 54% | 54%
Wind: Onshore | Fall | 22 | 42% | 40% | 43% | 0% | 47% | 54% | 51% | 55% | 55%
Wind: Onshore | Fall | 23 | 42% | 40% | 43% | 0% | 47% | 54% | 51% | 54% | 54%
Wind: Onshore | Fall | 24 | 42% | 40% | 43% | 0% | 46% | 54% | 51% | 54% | 54%
Wind: Onshore | Winter | 1 | 42% | 40% | 43% | 0% | 46% | 54% | 51% | 54% | 54%
Wind: Onshore | Winter | 2 | 42% | 40% | 43% | 0% | 47% | 54% | 51% | 54% | 54%
Wind: Onshore | Winter | 3 | 41% | 39% | 42% | 0% | 45% | 53% | 50% | 53% | 53%
Wind: Onshore | Winter | 4 | 40% | 39% | 41% | 0% | 45% | 52% | 49% | 52% | 52%
Wind: Onshore | Winter | 5 | 40% | 38% | 41% | 0% | 44% | 52% | 49% | 52% | 52%
Wind: Onshore | Winter | 6 | 40% | 38% | 41% | 0% | 44% | 51% | 48% | 52% | 52%
Wind: Onshore | Winter | 7 | 39% | 37% | 40% | 0% | 43% | 50% | 47% | 50% | 50%
Wind: Onshore | Winter | 8 | 39% | 37% | 40% | 0% | 43% | 50% | 47% | 50% | 50%
Wind: Onshore | Winter | 9 | 37% | 36% | 38% | 0% | 42% | 49% | 46% | 49% | 49%
Wind: Onshore | Winter | 10 | 37% | 35% | 38% | 0% | 41% | 48% | 45% | 48% | 48%
Wind: Onshore | Winter | 11 | 37% | 35% | 38% | 0% | 41% | 47% | 45% | 48% | 48%
Wind: Onshore | Winter | 12 | 37% | 36% | 38% | 0% | 42% | 48% | 46% | 49% | 49%
Wind: Onshore | Winter | 13 | 38% | 36% | 39% | 0% | 42% | 49% | 46% | 49% | 49%
Wind: Onshore | Winter | 14 | 38% | 36% | 39% | 0% | 42% | 49% | 46% | 49% | 49%
Wind: Onshore | Winter | 15 | 38% | 37% | 39% | 0% | 42% | 49% | 47% | 50% | 50%
Wind: Onshore | Winter | 16 | 38% | 37% | 39% | 0% | 42% | 49% | 47% | 50% | 50%
Wind: Onshore | Winter | 17 | 38% | 37% | 39% | 0% | 42% | 49% | 47% | 50% | 50%
Wind: Onshore | Winter | 18 | 39% | 37% | 40% | 0% | 43% | 51% | 48% | 51% | 51%
Wind: Onshore | Winter | 19 | 41% | 39% | 42% | 0% | 45% | 53% | 50% | 53% | 53%
Wind: Onshore | Winter | 20 | 43% | 41% | 44% | 0% | 48% | 56% | 52% | 56% | 56%
Wind: Onshore | Winter | 21 | 44% | 42% | 45% | 0% | 49% | 57% | 54% | 57% | 57%
Wind: Onshore | Winter | 22 | 44% | 43% | 46% | 0% | 50% | 58% | 54% | 58% | 58%
Wind: Onshore | Winter | 23 | 44% | 42% | 45% | 0% | 49% | 57% | 54% | 57% | 57%
Wind: Onshore | Winter | 24 | 43% | 42% | 44% | 0% | 48% | 56% | 53% | 56% | 56%
Wind: Onshore | Winter Peak | 1 | 42% | 40% | 43% | 0% | 46% | 54% | 51% | 54% | 54%
Wind: Onshore | Winter Peak | 2 | 42% | 40% | 43% | 0% | 47% | 54% | 51% | 54% | 54%
Wind: Onshore | Winter Peak | 3 | 41% | 39% | 42% | 0% | 45% | 53% | 50% | 53% | 53%
Wind: Onshore | Winter Peak | 4 | 40% | 39% | 41% | 0% | 45% | 52% | 49% | 52% | 52%
Wind: Onshore | Winter Peak | 5 | 40% | 38% | 41% | 0% | 44% | 52% | 49% | 52% | 52%
Wind: Onshore | Winter Peak | 6 | 40% | 38% | 41% | 0% | 44% | 51% | 48% | 52% | 52%
Wind: Onshore | Winter Peak | 7 | 39% | 37% | 40% | 0% | 43% | 50% | 47% | 50% | 50%
Wind: Onshore | Winter Peak | 8 | 39% | 37% | 40% | 0% | 43% | 50% | 47% | 50% | 50%
Wind: Onshore | Winter Peak | 9 | 37% | 36% | 38% | 0% | 42% | 49% | 46% | 49% | 49%
Wind: Onshore | Winter Peak | 10 | 37% | 35% | 38% | 0% | 41% | 48% | 45% | 48% | 48%
Wind: Onshore | Winter Peak | 11 | 37% | 35% | 38% | 0% | 41% | 47% | 45% | 48% | 48%
Wind: Onshore | Winter Peak | 12 | 37% | 36% | 38% | 0% | 42% | 48% | 46% | 49% | 49%
Wind: Onshore | Winter Peak | 13 | 38% | 36% | 39% | 0% | 42% | 49% | 46% | 49% | 49%
Wind: Onshore | Winter Peak | 14 | 38% | 36% | 39% | 0% | 42% | 49% | 46% | 49% | 49%
Wind: Onshore | Winter Peak | 15 | 38% | 37% | 39% | 0% | 42% | 49% | 47% | 50% | 50%
Wind: Onshore | Winter Peak | 16 | 38% | 37% | 39% | 0% | 42% | 49% | 47% | 50% | 50%
Wind: Onshore | Winter Peak | 17 | 38% | 37% | 39% | 0% | 42% | 49% | 47% | 50% | 50%
Wind: Onshore | Winter Peak | 18 | 39% | 37% | 40% | 0% | 43% | 51% | 48% | 51% | 51%
Wind: Onshore | Winter Peak | 19 | 41% | 39% | 42% | 0% | 45% | 53% | 50% | 53% | 53%
Wind: Onshore | Winter Peak | 20 | 43% | 41% | 44% | 0% | 48% | 56% | 52% | 56% | 56%
Wind: Onshore | Winter Peak | 21 | 44% | 42% | 45% | 0% | 49% | 57% | 54% | 57% | 57%
Wind: Onshore | Winter Peak | 22 | 44% | 43% | 46% | 0% | 50% | 58% | 54% | 58% | 58%
Wind: Onshore | Winter Peak | 23 | 44% | 42% | 45% | 0% | 49% | 57% | 54% | 57% | 57%
Wind: Onshore | Winter Peak | 24 | 43% | 42% | 44% | 0% | 48% | 56% | 53% | 56% | 56%
Wind: Onshore | Winter Peak - Limited Wind | 1 | 0% | 0% | 0% | 0% | 0% | 0% | 0% | 0% | 0%
Wind: Onshore | Winter Peak - Limited Wind | 2 | 0% | 0% | 0% | 0% | 0% | 0% | 0% | 0% | 0%
Wind: Onshore | Winter Peak - Limited Wind | 3 | 0% | 0% | 0% | 0% | 0% | 0% | 0% | 0% | 0%
Wind: Onshore | Winter Peak - Limited Wind | 4 | 0% | 0% | 0% | 0% | 0% | 0% | 0% | 0% | 0%
Wind: Onshore | Winter Peak - Limited Wind | 5 | 0% | 0% | 0% | 0% | 0% | 0% | 0% | 0% | 0%
Wind: Onshore | Winter Peak - Limited Wind | 6 | 0% | 0% | 0% | 0% | 0% | 0% | 0% | 0% | 0%
Wind: Onshore | Winter Peak - Limited Wind | 7 | 0% | 0% | 0% | 0% | 0% | 0% | 0% | 0% | 0%
Wind: Onshore | Winter Peak - Limited Wind | 8 | 0% | 0% | 0% | 0% | 0% | 0% | 0% | 0% | 0%
Wind: Onshore | Winter Peak - Limited Wind | 9 | 0% | 0% | 0% | 0% | 0% | 0% | 0% | 0% | 0%
Wind: Onshore | Winter Peak - Limited Wind | 10 | 0% | 0% | 0% | 0% | 0% | 0% | 0% | 0% | 0%
Wind: Onshore | Winter Peak - Limited Wind | 11 | 0% | 0% | 0% | 0% | 0% | 0% | 0% | 0% | 0%
Wind: Onshore | Winter Peak - Limited Wind | 12 | 0% | 0% | 0% | 0% | 0% | 0% | 0% | 0% | 0%
Wind: Onshore | Winter Peak - Limited Wind | 13 | 0% | 0% | 0% | 0% | 0% | 0% | 0% | 0% | 0%
Wind: Onshore | Winter Peak - Limited Wind | 14 | 0% | 0% | 0% | 0% | 0% | 0% | 0% | 0% | 0%
Wind: Onshore | Winter Peak - Limited Wind | 15 | 0% | 0% | 0% | 0% | 0% | 0% | 0% | 0% | 0%
Wind: Onshore | Winter Peak - Limited Wind | 16 | 0% | 0% | 0% | 0% | 0% | 0% | 0% | 0% | 0%
Wind: Onshore | Winter Peak - Limited Wind | 17 | 0% | 0% | 0% | 0% | 0% | 0% | 0% | 0% | 0%
Wind: Onshore | Winter Peak - Limited Wind | 18 | 0% | 0% | 0% | 0% | 0% | 0% | 0% | 0% | 0%
Wind: Onshore | Winter Peak - Limited Wind | 19 | 0% | 0% | 0% | 0% | 0% | 0% | 0% | 0% | 0%
Wind: Onshore | Winter Peak - Limited Wind | 20 | 0% | 0% | 0% | 0% | 0% | 0% | 0% | 0% | 0%
Wind: Onshore | Winter Peak - Limited Wind | 21 | 0% | 0% | 0% | 0% | 0% | 0% | 0% | 0% | 0%
Wind: Onshore | Winter Peak - Limited Wind | 22 | 0% | 0% | 0% | 0% | 0% | 0% | 0% | 0% | 0%
Wind: Onshore | Winter Peak - Limited Wind | 23 | 0% | 0% | 0% | 0% | 0% | 0% | 0% | 0% | 0%
Wind: Onshore | Winter Peak - Limited Wind | 24 | 0% | 0% | 0% | 0% | 0% | 0% | 0% | 0% | 0%
Wind: Onshore | Summer Peak | 1 | 30% | 28% | 30% | 0% | 33% | 38% | 36% | 38% | 38%
Wind: Onshore | Summer Peak | 2 | 29% | 28% | 30% | 0% | 32% | 37% | 35% | 38% | 38%
Wind: Onshore | Summer Peak | 3 | 29% | 28% | 30% | 0% | 33% | 38% | 36% | 38% | 38%
Wind: Onshore | Summer Peak | 4 | 28% | 27% | 29% | 0% | 31% | 36% | 34% | 36% | 36%
Wind: Onshore | Summer Peak | 5 | 27% | 26% | 28% | 0% | 30% | 35% | 33% | 35% | 35%
Wind: Onshore | Summer Peak | 6 | 26% | 25% | 26% | 0% | 29% | 33% | 32% | 34% | 34%
Wind: Onshore | Summer Peak | 7 | 23% | 22% | 23% | 0% | 25% | 29% | 28% | 29% | 29%
Wind: Onshore | Summer Peak | 8 | 20% | 19% | 20% | 0% | 22% | 25% | 24% | 25% | 25%
Wind: Onshore | Summer Peak | 9 | 18% | 17% | 18% | 0% | 20% | 23% | 22% | 23% | 23%
Wind: Onshore | Summer Peak | 10 | 18% | 17% | 18% | 0% | 20% | 23% | 22% | 23% | 23%
Wind: Onshore | Summer Peak | 11 | 19% | 18% | 19% | 0% | 21% | 24% | 23% | 24% | 24%
Wind: Onshore | Summer Peak | 12 | 21% | 20% | 21% | 0% | 23% | 27% | 25% | 27% | 27%
Wind: Onshore | Summer Peak | 13 | 22% | 21% | 22% | 0% | 24% | 28% | 27% | 28% | 28%
Wind: Onshore | Summer Peak | 14 | 23% | 22% | 24% | 0% | 26% | 30% | 28% | 30% | 30%
Wind: Onshore | Summer Peak | 15 | 25% | 24% | 25% | 0% | 27% | 32% | 30% | 32% | 32%
Wind: Onshore | Summer Peak | 16 | 25% | 24% | 25% | 0% | 27% | 32% | 30% | 32% | 32%
Wind: Onshore | Summer Peak | 17 | 23% | 22% | 24% | 0% | 26% | 30% | 28% | 30% | 30%
Wind: Onshore | Summer Peak | 18 | 21% | 20% | 21% | 0% | 23% | 27% | 25% | 27% | 27%
Wind: Onshore | Summer Peak | 19 | 19% | 18% | 19% | 0% | 21% | 24% | 23% | 24% | 24%
Wind: Onshore | Summer Peak | 20 | 21% | 20% | 21% | 0% | 23% | 27% | 25% | 27% | 27%
Wind: Onshore | Summer Peak | 21 | 24% | 23% | 24% | 0% | 27% | 31% | 29% | 31% | 31%
Wind: Onshore | Summer Peak | 22 | 26% | 25% | 27% | 0% | 29% | 34% | 32% | 34% | 34%
Wind: Onshore | Summer Peak | 23 | 28% | 27% | 29% | 0% | 31% | 36% | 34% | 37% | 37%
Wind: Onshore | Summer Peak | 24 | 29% | 28% | 30% | 0% | 32% | 37% | 35% | 38% | 38%
Wind: Offshore | Summer | 1 | 0% | 0% | 0% | 40% | 41% | 41% | 41% | 41% | 41%
Wind: Offshore | Summer | 2 | 0% | 0% | 0% | 40% | 40% | 40% | 40% | 40% | 40%
Wind: Offshore | Summer | 3 | 0% | 0% | 0% | 40% | 41% | 41% | 41% | 41% | 41%
Wind: Offshore | Summer | 4 | 0% | 0% | 0% | 38% | 39% | 39% | 39% | 39% | 39%
Wind: Offshore | Summer | 5 | 0% | 0% | 0% | 37% | 38% | 38% | 38% | 38% | 38%
Wind: Offshore | Summer | 6 | 0% | 0% | 0% | 35% | 36% | 36% | 36% | 36% | 36%
Wind: Offshore | Summer | 7 | 0% | 0% | 0% | 31% | 31% | 31% | 31% | 31% | 31%
Wind: Offshore | Summer | 8 | 0% | 0% | 0% | 27% | 27% | 27% | 27% | 27% | 27%
Wind: Offshore | Summer | 9 | 0% | 0% | 0% | 25% | 25% | 25% | 25% | 25% | 25%
Wind: Offshore | Summer | 10 | 0% | 0% | 0% | 24% | 25% | 25% | 25% | 25% | 25%
Wind: Offshore | Summer | 11 | 0% | 0% | 0% | 26% | 26% | 26% | 26% | 26% | 26%
Wind: Offshore | Summer | 12 | 0% | 0% | 0% | 28% | 29% | 29% | 29% | 29% | 29%
Wind: Offshore | Summer | 13 | 0% | 0% | 0% | 30% | 30% | 30% | 30% | 30% | 30%
Wind: Offshore | Summer | 14 | 0% | 0% | 0% | 31% | 32% | 32% | 32% | 32% | 32%
Wind: Offshore | Summer | 15 | 0% | 0% | 0% | 34% | 34% | 34% | 34% | 34% | 34%
Wind: Offshore | Summer | 16 | 0% | 0% | 0% | 33% | 34% | 34% | 34% | 34% | 34%
Wind: Offshore | Summer | 17 | 0% | 0% | 0% | 31% | 32% | 32% | 32% | 32% | 32%
Wind: Offshore | Summer | 18 | 0% | 0% | 0% | 28% | 29% | 29% | 29% | 29% | 29%
Wind: Offshore | Summer | 19 | 0% | 0% | 0% | 26% | 26% | 26% | 26% | 26% | 26%
Wind: Offshore | Summer | 20 | 0% | 0% | 0% | 28% | 29% | 29% | 29% | 29% | 29%
Wind: Offshore | Summer | 21 | 0% | 0% | 0% | 33% | 33% | 33% | 33% | 33% | 33%
Wind: Offshore | Summer | 22 | 0% | 0% | 0% | 36% | 37% | 37% | 37% | 37% | 37%
Wind: Offshore | Summer | 23 | 0% | 0% | 0% | 38% | 39% | 39% | 39% | 39% | 39%
Wind: Offshore | Summer | 24 | 0% | 0% | 0% | 40% | 40% | 40% | 40% | 40% | 40%
Wind: Offshore | Spring | 1 | 0% | 0% | 0% | 59% | 60% | 60% | 60% | 60% | 60%
Wind: Offshore | Spring | 2 | 0% | 0% | 0% | 59% | 60% | 60% | 60% | 60% | 60%
Wind: Offshore | Spring | 3 | 0% | 0% | 0% | 57% | 58% | 58% | 58% | 58% | 58%
Wind: Offshore | Spring | 4 | 0% | 0% | 0% | 56% | 58% | 58% | 58% | 58% | 58%
Wind: Offshore | Spring | 5 | 0% | 0% | 0% | 55% | 56% | 56% | 56% | 56% | 56%
Wind: Offshore | Spring | 6 | 0% | 0% | 0% | 54% | 55% | 55% | 55% | 55% | 55%
Wind: Offshore | Spring | 7 | 0% | 0% | 0% | 51% | 52% | 52% | 52% | 52% | 52%
Wind: Offshore | Spring | 8 | 0% | 0% | 0% | 48% | 49% | 49% | 49% | 49% | 49%
Wind: Offshore | Spring | 9 | 0% | 0% | 0% | 46% | 47% | 47% | 47% | 47% | 47%
Wind: Offshore | Spring | 10 | 0% | 0% | 0% | 46% | 47% | 47% | 47% | 47% | 47%
Wind: Offshore | Spring | 11 | 0% | 0% | 0% | 47% | 48% | 48% | 48% | 48% | 48%
Wind: Offshore | Spring | 12 | 0% | 0% | 0% | 49% | 49% | 49% | 49% | 49% | 49%
Wind: Offshore | Spring | 13 | 0% | 0% | 0% | 51% | 52% | 52% | 52% | 52% | 52%
Wind: Offshore | Spring | 14 | 0% | 0% | 0% | 53% | 54% | 54% | 54% | 54% | 54%
Wind: Offshore | Spring | 15 | 0% | 0% | 0% | 54% | 55% | 55% | 55% | 55% | 55%
Wind: Offshore | Spring | 16 | 0% | 0% | 0% | 55% | 57% | 57% | 57% | 57% | 57%
Wind: Offshore | Spring | 17 | 0% | 0% | 0% | 55% | 56% | 56% | 56% | 56% | 56%
Wind: Offshore | Spring | 18 | 0% | 0% | 0% | 53% | 54% | 54% | 54% | 54% | 54%
Wind: Offshore | Spring | 19 | 0% | 0% | 0% | 49% | 50% | 50% | 50% | 50% | 50%
Wind: Offshore | Spring | 20 | 0% | 0% | 0% | 50% | 51% | 51% | 51% | 51% | 51%
Wind: Offshore | Spring | 21 | 0% | 0% | 0% | 54% | 55% | 55% | 55% | 55% | 55%
Wind: Offshore | Spring | 22 | 0% | 0% | 0% | 56% | 57% | 57% | 57% | 57% | 57%
Wind: Offshore | Spring | 23 | 0% | 0% | 0% | 57% | 58% | 58% | 58% | 58% | 58%
Wind: Offshore | Spring | 24 | 0% | 0% | 0% | 57% | 59% | 59% | 59% | 59% | 59%
Wind: Offshore | Fall | 1 | 0% | 0% | 0% | 55% | 56% | 56% | 56% | 56% | 56%
Wind: Offshore | Fall | 2 | 0% | 0% | 0% | 53% | 54% | 54% | 54% | 54% | 54%
Wind: Offshore | Fall | 3 | 0% | 0% | 0% | 51% | 52% | 52% | 52% | 52% | 52%
Wind: Offshore | Fall | 4 | 0% | 0% | 0% | 49% | 50% | 50% | 50% | 50% | 50%
Wind: Offshore | Fall | 5 | 0% | 0% | 0% | 49% | 50% | 50% | 50% | 50% | 50%
Wind: Offshore | Fall | 6 | 0% | 0% | 0% | 50% | 51% | 51% | 51% | 51% | 51%
Wind: Offshore | Fall | 7 | 0% | 0% | 0% | 49% | 50% | 50% | 50% | 50% | 50%
Wind: Offshore | Fall | 8 | 0% | 0% | 0% | 46% | 47% | 47% | 47% | 47% | 47%
Wind: Offshore | Fall | 9 | 0% | 0% | 0% | 43% | 43% | 43% | 43% | 43% | 43%
Wind: Offshore | Fall | 10 | 0% | 0% | 0% | 42% | 43% | 43% | 43% | 43% | 43%
Wind: Offshore | Fall | 11 | 0% | 0% | 0% | 44% | 45% | 45% | 45% | 45% | 45%
Wind: Offshore | Fall | 12 | 0% | 0% | 0% | 46% | 47% | 47% | 47% | 47% | 47%
Wind: Offshore | Fall | 13 | 0% | 0% | 0% | 48% | 49% | 49% | 49% | 49% | 49%
Wind: Offshore | Fall | 14 | 0% | 0% | 0% | 48% | 49% | 49% | 49% | 49% | 49%
Wind: Offshore | Fall | 15 | 0% | 0% | 0% | 48% | 49% | 49% | 49% | 49% | 49%
Wind: Offshore | Fall | 16 | 0% | 0% | 0% | 46% | 46% | 46% | 46% | 46% | 46%
Wind: Offshore | Fall | 17 | 0% | 0% | 0% | 44% | 45% | 45% | 45% | 45% | 45%
Wind: Offshore | Fall | 18 | 0% | 0% | 0% | 45% | 46% | 46% | 46% | 46% | 46%
Wind: Offshore | Fall | 19 | 0% | 0% | 0% | 51% | 52% | 52% | 52% | 52% | 52%
Wind: Offshore | Fall | 20 | 0% | 0% | 0% | 55% | 56% | 56% | 56% | 56% | 56%
Wind: Offshore | Fall | 21 | 0% | 0% | 0% | 57% | 58% | 58% | 58% | 58% | 58%
Wind: Offshore | Fall | 22 | 0% | 0% | 0% | 57% | 59% | 59% | 59% | 59% | 59%
Wind: Offshore | Fall | 23 | 0% | 0% | 0% | 57% | 58% | 58% | 58% | 58% | 58%
Wind: Offshore | Fall | 24 | 0% | 0% | 0% | 57% | 58% | 58% | 58% | 58% | 58%
Wind: Offshore | Winter | 1 | 0% | 0% | 0% | 57% | 58% | 58% | 58% | 58% | 58%
Wind: Offshore | Winter | 2 | 0% | 0% | 0% | 57% | 58% | 58% | 58% | 58% | 58%
Wind: Offshore | Winter | 3 | 0% | 0% | 0% | 56% | 57% | 57% | 57% | 57% | 57%
Wind: Offshore | Winter | 4 | 0% | 0% | 0% | 55% | 56% | 56% | 56% | 56% | 56%
Wind: Offshore | Winter | 5 | 0% | 0% | 0% | 55% | 56% | 56% | 56% | 56% | 56%
Wind: Offshore | Winter | 6 | 0% | 0% | 0% | 54% | 55% | 55% | 55% | 55% | 55%
Wind: Offshore | Winter | 7 | 0% | 0% | 0% | 53% | 54% | 54% | 54% | 54% | 54%
Wind: Offshore | Winter | 8 | 0% | 0% | 0% | 53% | 54% | 54% | 54% | 54% | 54%
Wind: Offshore | Winter | 9 | 0% | 0% | 0% | 51% | 52% | 52% | 52% | 52% | 52%
Wind: Offshore | Winter | 10 | 0% | 0% | 0% | 50% | 51% | 51% | 51% | 51% | 51%
Wind: Offshore | Winter | 11 | 0% | 0% | 0% | 50% | 51% | 51% | 51% | 51% | 51%
Wind: Offshore | Winter | 12 | 0% | 0% | 0% | 51% | 52% | 52% | 52% | 52% | 52%
Wind: Offshore | Winter | 13 | 0% | 0% | 0% | 51% | 52% | 52% | 52% | 52% | 52%
Wind: Offshore | Winter | 14 | 0% | 0% | 0% | 52% | 53% | 53% | 53% | 53% | 53%
Wind: Offshore | Winter | 15 | 0% | 0% | 0% | 52% | 53% | 53% | 53% | 53% | 53%
Wind: Offshore | Winter | 16 | 0% | 0% | 0% | 52% | 53% | 53% | 53% | 53% | 53%
Wind: Offshore | Winter | 17 | 0% | 0% | 0% | 52% | 53% | 53% | 53% | 53% | 53%
Wind: Offshore | Winter | 18 | 0% | 0% | 0% | 53% | 54% | 54% | 54% | 54% | 54%
Wind: Offshore | Winter | 19 | 0% | 0% | 0% | 55% | 57% | 57% | 57% | 57% | 57%
Wind: Offshore | Winter | 20 | 0% | 0% | 0% | 59% | 60% | 60% | 60% | 60% | 60%
Wind: Offshore | Winter | 21 | 0% | 0% | 0% | 60% | 62% | 62% | 62% | 62% | 62%
Wind: Offshore | Winter | 22 | 0% | 0% | 0% | 61% | 62% | 62% | 62% | 62% | 62%
Wind: Offshore | Winter | 23 | 0% | 0% | 0% | 60% | 61% | 61% | 61% | 61% | 61%
Wind: Offshore | Winter | 24 | 0% | 0% | 0% | 59% | 60% | 60% | 60% | 60% | 60%
Wind: Offshore | Winter Peak | 1 | 0% | 0% | 0% | 57% | 58% | 58% | 58% | 58% | 58%
Wind: Offshore | Winter Peak | 2 | 0% | 0% | 0% | 57% | 58% | 58% | 58% | 58% | 58%
Wind: Offshore | Winter Peak | 3 | 0% | 0% | 0% | 56% | 57% | 57% | 57% | 57% | 57%
Wind: Offshore | Winter Peak | 4 | 0% | 0% | 0% | 55% | 56% | 56% | 56% | 56% | 56%
Wind: Offshore | Winter Peak | 5 | 0% | 0% | 0% | 55% | 56% | 56% | 56% | 56% | 56%
Wind: Offshore | Winter Peak | 6 | 0% | 0% | 0% | 54% | 55% | 55% | 55% | 55% | 55%
Wind: Offshore | Winter Peak | 7 | 0% | 0% | 0% | 53% | 54% | 54% | 54% | 54% | 54%
Wind: Offshore | Winter Peak | 8 | 0% | 0% | 0% | 53% | 54% | 54% | 54% | 54% | 54%
Wind: Offshore | Winter Peak | 9 | 0% | 0% | 0% | 51% | 52% | 52% | 52% | 52% | 52%
Wind: Offshore | Winter Peak | 10 | 0% | 0% | 0% | 50% | 51% | 51% | 51% | 51% | 51%
Wind: Offshore | Winter Peak | 11 | 0% | 0% | 0% | 50% | 51% | 51% | 51% | 51% | 51%
Wind: Offshore | Winter Peak | 12 | 0% | 0% | 0% | 51% | 52% | 52% | 52% | 52% | 52%
Wind: Offshore | Winter Peak | 13 | 0% | 0% | 0% | 51% | 52% | 52% | 52% | 52% | 52%
Wind: Offshore | Winter Peak | 14 | 0% | 0% | 0% | 52% | 53% | 53% | 53% | 53% | 53%
Wind: Offshore | Winter Peak | 15 | 0% | 0% | 0% | 52% | 53% | 53% | 53% | 53% | 53%
Wind: Offshore | Winter Peak | 16 | 0% | 0% | 0% | 52% | 53% | 53% | 53% | 53% | 53%
Wind: Offshore | Winter Peak | 17 | 0% | 0% | 0% | 52% | 53% | 53% | 53% | 53% | 53%
Wind: Offshore | Winter Peak | 18 | 0% | 0% | 0% | 53% | 54% | 54% | 54% | 54% | 54%
Wind: Offshore | Winter Peak | 19 | 0% | 0% | 0% | 55% | 57% | 57% | 57% | 57% | 57%
Wind: Offshore | Winter Peak | 20 | 0% | 0% | 0% | 59% | 60% | 60% | 60% | 60% | 60%
Wind: Offshore | Winter Peak | 21 | 0% | 0% | 0% | 60% | 62% | 62% | 62% | 62% | 62%
Wind: Offshore | Winter Peak | 22 | 0% | 0% | 0% | 61% | 62% | 62% | 62% | 62% | 62%
Wind: Offshore | Winter Peak | 23 | 0% | 0% | 0% | 60% | 61% | 61% | 61% | 61% | 61%
Wind: Offshore | Winter Peak | 24 | 0% | 0% | 0% | 59% | 60% | 60% | 60% | 60% | 60%
Wind: Offshore | Winter Peak - Limited Wind | 1 | 0% | 0% | 0% | 0% | 0% | 0% | 0% | 0% | 0%
Wind: Offshore | Winter Peak - Limited Wind | 2 | 0% | 0% | 0% | 0% | 0% | 0% | 0% | 0% | 0%
Wind: Offshore | Winter Peak - Limited Wind | 3 | 0% | 0% | 0% | 0% | 0% | 0% | 0% | 0% | 0%
Wind: Offshore | Winter Peak - Limited Wind | 4 | 0% | 0% | 0% | 0% | 0% | 0% | 0% | 0% | 0%
Wind: Offshore | Winter Peak - Limited Wind | 5 | 0% | 0% | 0% | 0% | 0% | 0% | 0% | 0% | 0%
Wind: Offshore | Winter Peak - Limited Wind | 6 | 0% | 0% | 0% | 0% | 0% | 0% | 0% | 0% | 0%
Wind: Offshore | Winter Peak - Limited Wind | 7 | 0% | 0% | 0% | 0% | 0% | 0% | 0% | 0% | 0%
Wind: Offshore | Winter Peak - Limited Wind | 8 | 0% | 0% | 0% | 0% | 0% | 0% | 0% | 0% | 0%
Wind: Offshore | Winter Peak - Limited Wind | 9 | 0% | 0% | 0% | 0% | 0% | 0% | 0% | 0% | 0%
Wind: Offshore | Winter Peak - Limited Wind | 10 | 0% | 0% | 0% | 0% | 0% | 0% | 0% | 0% | 0%
Wind: Offshore | Winter Peak - Limited Wind | 11 | 0% | 0% | 0% | 0% | 0% | 0% | 0% | 0% | 0%
Wind: Offshore | Winter Peak - Limited Wind | 12 | 0% | 0% | 0% | 0% | 0% | 0% | 0% | 0% | 0%
Wind: Offshore | Winter Peak - Limited Wind | 13 | 0% | 0% | 0% | 0% | 0% | 0% | 0% | 0% | 0%
Wind: Offshore | Winter Peak - Limited Wind | 14 | 0% | 0% | 0% | 0% | 0% | 0% | 0% | 0% | 0%
Wind: Offshore | Winter Peak - Limited Wind | 15 | 0% | 0% | 0% | 0% | 0% | 0% | 0% | 0% | 0%
Wind: Offshore | Winter Peak - Limited Wind | 16 | 0% | 0% | 0% | 0% | 0% | 0% | 0% | 0% | 0%
Wind: Offshore | Winter Peak - Limited Wind | 17 | 0% | 0% | 0% | 0% | 0% | 0% | 0% | 0% | 0%
Wind: Offshore | Winter Peak - Limited Wind | 18 | 0% | 0% | 0% | 0% | 0% | 0% | 0% | 0% | 0%
Wind: Offshore | Winter Peak - Limited Wind | 19 | 0% | 0% | 0% | 0% | 0% | 0% | 0% | 0% | 0%
Wind: Offshore | Winter Peak - Limited Wind | 20 | 0% | 0% | 0% | 0% | 0% | 0% | 0% | 0% | 0%
Wind: Offshore | Winter Peak - Limited Wind | 21 | 0% | 0% | 0% | 0% | 0% | 0% | 0% | 0% | 0%
Wind: Offshore | Winter Peak - Limited Wind | 22 | 0% | 0% | 0% | 0% | 0% | 0% | 0% | 0% | 0%
Wind: Offshore | Winter Peak - Limited Wind | 23 | 0% | 0% | 0% | 0% | 0% | 0% | 0% | 0% | 0%
Wind: Offshore | Winter Peak - Limited Wind | 24 | 0% | 0% | 0% | 0% | 0% | 0% | 0% | 0% | 0%
Wind: Offshore | Summer Peak | 1 | 0% | 0% | 0% | 40% | 41% | 41% | 41% | 41% | 41%
Wind: Offshore | Summer Peak | 2 | 0% | 0% | 0% | 40% | 40% | 40% | 40% | 40% | 40%
Wind: Offshore | Summer Peak | 3 | 0% | 0% | 0% | 40% | 41% | 41% | 41% | 41% | 41%
Wind: Offshore | Summer Peak | 4 | 0% | 0% | 0% | 38% | 39% | 39% | 39% | 39% | 39%
Wind: Offshore | Summer Peak | 5 | 0% | 0% | 0% | 37% | 38% | 38% | 38% | 38% | 38%
Wind: Offshore | Summer Peak | 6 | 0% | 0% | 0% | 35% | 36% | 36% | 36% | 36% | 36%
Wind: Offshore | Summer Peak | 7 | 0% | 0% | 0% | 31% | 31% | 31% | 31% | 31% | 31%
Wind: Offshore | Summer Peak | 8 | 0% | 0% | 0% | 27% | 27% | 27% | 27% | 27% | 27%
Wind: Offshore | Summer Peak | 9 | 0% | 0% | 0% | 25% | 25% | 25% | 25% | 25% | 25%
Wind: Offshore | Summer Peak | 10 | 0% | 0% | 0% | 24% | 25% | 25% | 25% | 25% | 25%
Wind: Offshore | Summer Peak | 11 | 0% | 0% | 0% | 26% | 26% | 26% | 26% | 26% | 26%
Wind: Offshore | Summer Peak | 12 | 0% | 0% | 0% | 28% | 29% | 29% | 29% | 29% | 29%
Wind: Offshore | Summer Peak | 13 | 0% | 0% | 0% | 30% | 30% | 30% | 30% | 30% | 30%
Wind: Offshore | Summer Peak | 14 | 0% | 0% | 0% | 31% | 32% | 32% | 32% | 32% | 32%
Wind: Offshore | Summer Peak | 15 | 0% | 0% | 0% | 34% | 34% | 34% | 34% | 34% | 34%
Wind: Offshore | Summer Peak | 16 | 0% | 0% | 0% | 33% | 34% | 34% | 34% | 34% | 34%
Wind: Offshore | Summer Peak | 17 | 0% | 0% | 0% | 31% | 32% | 32% | 32% | 32% | 32%
Wind: Offshore | Summer Peak | 18 | 0% | 0% | 0% | 28% | 29% | 29% | 29% | 29% | 29%
Wind: Offshore | Summer Peak | 19 | 0% | 0% | 0% | 26% | 26% | 26% | 26% | 26% | 26%
Wind: Offshore | Summer Peak | 20 | 0% | 0% | 0% | 28% | 29% | 29% | 29% | 29% | 29%
Wind: Offshore | Summer Peak | 21 | 0% | 0% | 0% | 33% | 33% | 33% | 33% | 33% | 33%
Wind: Offshore | Summer Peak | 22 | 0% | 0% | 0% | 36% | 37% | 37% | 37% | 37% | 37%
Wind: Offshore | Summer Peak | 23 | 0% | 0% | 0% | 38% | 39% | 39% | 39% | 39% | 39%
Wind: Offshore | Summer Peak | 24 | 0% | 0% | 0% | 40% | 40% | 40% | 40% | 40% | 40%
Solar: Utility-scale | Summer | 1 | 0% | 0% | 0% | 0% | 0% | 0% | 0% | 0% | 0%
Solar: Utility-scale | Summer | 2 | 0% | 0% | 0% | 0% | 0% | 0% | 0% | 0% | 0%
Solar: Utility-scale | Summer | 3 | 0% | 0% | 0% | 0% | 0% | 0% | 0% | 0% | 0%
Solar: Utility-scale | Summer | 4 | 0% | 0% | 0% | 0% | 0% | 0% | 0% | 0% | 0%
Solar: Utility-scale | Summer | 5 | 0% | 0% | 0% | 0% | 0% | 0% | 0% | 0% | 0%
Solar: Utility-scale | Summer | 6 | 2% | 3% | 3% | 3% | 3% | 2% | 3% | 2% | 2%
Solar: Utility-scale | Summer | 7 | 10% | 12% | 12% | 12% | 12% | 10% | 12% | 10% | 10%
Solar: Utility-scale | Summer | 8 | 22% | 26% | 24% | 25% | 25% | 22% | 25% | 22% | 23%
Solar: Utility-scale | Summer | 9 | 37% | 40% | 38% | 38% | 38% | 37% | 40% | 37% | 36%
Solar: Utility-scale | Summer | 10 | 49% | 51% | 49% | 48% | 49% | 49% | 52% | 49% | 47%
Solar: Utility-scale | Summer | 11 | 57% | 56% | 56% | 55% | 55% | 57% | 60% | 57% | 54%
Solar: Utility-scale | Summer | 12 | 60% | 59% | 58% | 58% | 58% | 60% | 63% | 60% | 57%
Solar: Utility-scale | Summer | 13 | 60% | 60% | 57% | 57% | 58% | 60% | 63% | 60% | 57%
Solar: Utility-scale | Summer | 14 | 57% | 57% | 54% | 53% | 54% | 57% | 59% | 57% | 53%
Solar: Utility-scale | Summer | 15 | 50% | 49% | 45% | 45% | 46% | 50% | 51% | 50% | 46%
Solar: Utility-scale | Summer | 16 | 39% | 36% | 36% | 35% | 35% | 39% | 40% | 39% | 36%
Solar: Utility-scale | Summer | 17 | 27% | 22% | 23% | 23% | 22% | 27% | 26% | 27% | 24%
Solar: Utility-scale | Summer | 18 | 14% | 10% | 11% | 12% | 10% | 14% | 13% | 14% | 12%
Solar: Utility-scale | Summer | 19 | 4% | 3% | 3% | 3% | 2% | 4% | 4% | 4% | 3%
Solar: Utility-scale | Summer | 20 | 0% | 0% | 0% | 0% | 0% | 0% | 0% | 0% | 0%
Solar: Utility-scale | Summer | 21 | 0% | 0% | 0% | 0% | 0% | 0% | 0% | 0% | 0%
Solar: Utility-scale | Summer | 22 | 0% | 0% | 0% | 0% | 0% | 0% | 0% | 0% | 0%
Solar: Utility-scale | Summer | 23 | 0% | 0% | 0% | 0% | 0% | 0% | 0% | 0% | 0%
Solar: Utility-scale | Summer | 24 | 0% | 0% | 0% | 0% | 0% | 0% | 0% | 0% | 0%
Solar: Utility-scale | Spring | 1 | 0% | 0% | 0% | 0% | 0% | 0% | 0% | 0% | 0%
Solar: Utility-scale | Spring | 2 | 0% | 0% | 0% | 0% | 0% | 0% | 0% | 0% | 0%
Solar: Utility-scale | Spring | 3 | 0% | 0% | 0% | 0% | 0% | 0% | 0% | 0% | 0%
Solar: Utility-scale | Spring | 4 | 0% | 0% | 0% | 0% | 0% | 0% | 0% | 0% | 0%
Solar: Utility-scale | Spring | 5 | 0% | 0% | 0% | 0% | 0% | 0% | 0% | 0% | 0%
Solar: Utility-scale | Spring | 6 | 1% | 1% | 1% | 1% | 1% | 1% | 1% | 1% | 1%
Solar: Utility-scale | Spring | 7 | 5% | 7% | 7% | 7% | 8% | 5% | 6% | 5% | 6%
Solar: Utility-scale | Spring | 8 | 14% | 18% | 18% | 19% | 19% | 14% | 17% | 14% | 16%
Solar: Utility-scale | Spring | 9 | 26% | 31% | 30% | 31% | 32% | 26% | 30% | 26% | 27%
Solar: Utility-scale | Spring | 10 | 36% | 41% | 39% | 41% | 43% | 36% | 41% | 36% | 37%
Solar: Utility-scale | Spring | 11 | 43% | 47% | 46% | 47% | 50% | 43% | 48% | 43% | 44%
Solar: Utility-scale | Spring | 12 | 47% | 50% | 49% | 51% | 53% | 47% | 52% | 47% | 47%
Solar: Utility-scale | Spring | 13 | 48% | 50% | 48% | 51% | 53% | 48% | 52% | 48% | 47%
Solar: Utility-scale | Spring | 14 | 46% | 46% | 45% | 49% | 49% | 46% | 49% | 46% | 44%
Solar: Utility-scale | Spring | 15 | 39% | 38% | 37% | 41% | 41% | 39% | 41% | 39% | 37%
Solar: Utility-scale | Spring | 16 | 29% | 28% | 26% | 28% | 28% | 29% | 30% | 29% | 27%
Solar: Utility-scale | Spring | 17 | 18% | 16% | 15% | 16% | 16% | 18% | 18% | 18% | 16%
Solar: Utility-scale | Spring | 18 | 7% | 6% | 5% | 6% | 5% | 7% | 7% | 7% | 6%
Solar: Utility-scale | Spring | 19 | 1% | 1% | 1% | 1% | 1% | 1% | 1% | 1% | 1%
Solar: Utility-scale | Spring | 20 | 0% | 0% | 0% | 0% | 0% | 0% | 0% | 0% | 0%
Solar: Utility-scale | Spring | 21 | 0% | 0% | 0% | 0% | 0% | 0% | 0% | 0% | 0%
Solar: Utility-scale | Spring | 22 | 0% | 0% | 0% | 0% | 0% | 0% | 0% | 0% | 0%
Solar: Utility-scale | Spring | 23 | 0% | 0% | 0% | 0% | 0% | 0% | 0% | 0% | 0%
Solar: Utility-scale | Spring | 24 | 0% | 0% | 0% | 0% | 0% | 0% | 0% | 0% | 0%
Solar: Utility-scale | Fall | 1 | 0% | 0% | 0% | 0% | 0% | 0% | 0% | 0% | 0%
Solar: Utility-scale | Fall | 2 | 0% | 0% | 0% | 0% | 0% | 0% | 0% | 0% | 0%
Solar: Utility-scale | Fall | 3 | 0% | 0% | 0% | 0% | 0% | 0% | 0% | 0% | 0%
Solar: Utility-scale | Fall | 4 | 0% | 0% | 0% | 0% | 0% | 0% | 0% | 0% | 0%
Solar: Utility-scale | Fall | 5 | 0% | 0% | 0% | 0% | 0% | 0% | 0% | 0% | 0%
Solar: Utility-scale | Fall | 6 | 0% | 0% | 0% | 0% | 0% | 0% | 0% | 0% | 0%
Solar: Utility-scale | Fall | 7 | 1% | 2% | 2% | 2% | 2% | 1% | 2% | 1% | 2%
Solar: Utility-scale | Fall | 8 | 7% | 11% | 10% | 10% | 11% | 7% | 9% | 7% | 9%
Solar: Utility-scale | Fall | 9 | 18% | 23% | 22% | 22% | 23% | 18% | 21% | 18% | 19%
Solar: Utility-scale | Fall | 10 | 28% | 33% | 32% | 33% | 34% | 28% | 32% | 28% | 29%
Solar: Utility-scale | Fall | 11 | 35% | 39% | 39% | 40% | 41% | 35% | 39% | 35% | 36%
Solar: Utility-scale | Fall | 12 | 39% | 41% | 41% | 41% | 43% | 39% | 42% | 39% | 39%
Solar: Utility-scale | Fall | 13 | 38% | 39% | 40% | 40% | 41% | 38% | 41% | 38% | 37%
Solar: Utility-scale | Fall | 14 | 34% | 34% | 34% | 35% | 36% | 34% | 36% | 34% | 33%
Solar: Utility-scale | Fall | 15 | 25% | 26% | 25% | 26% | 26% | 25% | 27% | 25% | 24%
Solar: Utility-scale | Fall | 16 | 16% | 14% | 14% | 15% | 14% | 16% | 16% | 16% | 15%
Solar: Utility-scale | Fall | 17 | 7% | 5% | 5% | 6% | 5% | 7% | 6% | 7% | 6%
Solar: Utility-scale | Fall | 18 | 1% | 1% | 1% | 1% | 1% | 1% | 1% | 1% | 1%
Solar: Utility-scale | Fall | 19 | 0% | 0% | 0% | 0% | 0% | 0% | 0% | 0% | 0%
Solar: Utility-scale | Fall | 20 | 0% | 0% | 0% | 0% | 0% | 0% | 0% | 0% | 0%
Solar: Utility-scale | Fall | 21 | 0% | 0% | 0% | 0% | 0% | 0% | 0% | 0% | 0%
Solar: Utility-scale | Fall | 22 | 0% | 0% | 0% | 0% | 0% | 0% | 0% | 0% | 0%
Solar: Utility-scale | Fall | 23 | 0% | 0% | 0% | 0% | 0% | 0% | 0% | 0% | 0%
Solar: Utility-scale | Fall | 24 | 0% | 0% | 0% | 0% | 0% | 0% | 0% | 0% | 0%
Solar: Utility-scale | Winter | 1 | 0% | 0% | 0% | 0% | 0% | 0% | 0% | 0% | 0%
Solar: Utility-scale | Winter | 2 | 0% | 0% | 0% | 0% | 0% | 0% | 0% | 0% | 0%
Solar: Utility-scale | Winter | 3 | 0% | 0% | 0% | 0% | 0% | 0% | 0% | 0% | 0%
Solar: Utility-scale | Winter | 4 | 0% | 0% | 0% | 0% | 0% | 0% | 0% | 0% | 0%
Solar: Utility-scale | Winter | 5 | 0% | 0% | 0% | 0% | 0% | 0% | 0% | 0% | 0%
Solar: Utility-scale | Winter | 6 | 0% | 0% | 0% | 0% | 0% | 0% | 0% | 0% | 0%
Solar: Utility-scale | Winter | 7 | 0% | 0% | 0% | 0% | 0% | 0% | 0% | 0% | 0%
Solar: Utility-scale | Winter | 8 | 0% | 1% | 1% | 2% | 2% | 0% | 1% | 0% | 1%
Solar: Utility-scale | Winter | 9 | 4% | 6% | 9% | 11% | 11% | 4% | 7% | 4% | 6%
Solar: Utility-scale | Winter | 10 | 10% | 13% | 18% | 22% | 21% | 10% | 15% | 10% | 14%
Solar: Utility-scale | Winter | 11 | 15% | 19% | 26% | 31% | 30% | 15% | 22% | 15% | 20%
Solar: Utility-scale | Winter | 12 | 19% | 24% | 30% | 34% | 35% | 19% | 26% | 19% | 24%
Solar: Utility-scale | Winter | 13 | 19% | 24% | 31% | 35% | 35% | 19% | 27% | 19% | 25%
Solar: Utility-scale | Winter | 14 | 18% | 21% | 28% | 31% | 30% | 18% | 24% | 18% | 22%
Solar: Utility-scale | Winter | 15 | 13% | 16% | 20% | 23% | 21% | 13% | 18% | 13% | 16%
Solar: Utility-scale | Winter | 16 | 7% | 8% | 11% | 12% | 11% | 7% | 9% | 7% | 9%
Solar: Utility-scale | Winter | 17 | 2% | 2% | 3% | 3% | 3% | 2% | 3% | 2% | 2%
Solar: Utility-scale | Winter | 18 | 0% | 0% | 0% | 0% | 0% | 0% | 0% | 0% | 0%
Solar: Utility-scale | Winter | 19 | 0% | 0% | 0% | 0% | 0% | 0% | 0% | 0% | 0%
Solar: Utility-scale | Winter | 20 | 0% | 0% | 0% | 0% | 0% | 0% | 0% | 0% | 0%
Solar: Utility-scale | Winter | 21 | 0% | 0% | 0% | 0% | 0% | 0% | 0% | 0% | 0%
Solar: Utility-scale | Winter | 22 | 0% | 0% | 0% | 0% | 0% | 0% | 0% | 0% | 0%
Solar: Utility-scale | Winter | 23 | 0% | 0% | 0% | 0% | 0% | 0% | 0% | 0% | 0%
Solar: Utility-scale | Winter | 24 | 0% | 0% | 0% | 0% | 0% | 0% | 0% | 0% | 0%
Solar: Utility-scale | Winter Peak | 1 | 0% | 0% | 0% | 0% | 0% | 0% | 0% | 0% | 0%
Solar: Utility-scale | Winter Peak | 2 | 0% | 0% | 0% | 0% | 0% | 0% | 0% | 0% | 0%
Solar: Utility-scale | Winter Peak | 3 | 0% | 0% | 0% | 0% | 0% | 0% | 0% | 0% | 0%
Solar: Utility-scale | Winter Peak | 4 | 0% | 0% | 0% | 0% | 0% | 0% | 0% | 0% | 0%
Solar: Utility-scale | Winter Peak | 5 | 0% | 0% | 0% | 0% | 0% | 0% | 0% | 0% | 0%
Solar: Utility-scale | Winter Peak | 6 | 0% | 0% | 0% | 0% | 0% | 0% | 0% | 0% | 0%
Solar: Utility-scale | Winter Peak | 7 | 0% | 0% | 0% | 0% | 0% | 0% | 0% | 0% | 0%
Solar: Utility-scale | Winter Peak | 8 | 0% | 1% | 1% | 2% | 2% | 0% | 1% | 0% | 1%
Solar: Utility-scale | Winter Peak | 9 | 4% | 6% | 9% | 11% | 11% | 4% | 7% | 4% | 6%
Solar: Utility-scale | Winter Peak | 10 | 10% | 13% | 18% | 22% | 21% | 10% | 15% | 10% | 14%
Solar: Utility-scale | Winter Peak | 11 | 15% | 19% | 26% | 31% | 30% | 15% | 22% | 15% | 20%
Solar: Utility-scale | Winter Peak | 12 | 19% | 24% | 30% | 34% | 35% | 19% | 26% | 19% | 24%
Solar: Utility-scale | Winter Peak | 13 | 19% | 24% | 31% | 35% | 35% | 19% | 27% | 19% | 25%
Solar: Utility-scale | Winter Peak | 14 | 18% | 21% | 28% | 31% | 30% | 18% | 24% | 18% | 22%
Solar: Utility-scale | Winter Peak | 15 | 13% | 16% | 20% | 23% | 21% | 13% | 18% | 13% | 16%
Solar: Utility-scale | Winter Peak | 16 | 7% | 8% | 11% | 12% | 11% | 7% | 9% | 7% | 9%
Solar: Utility-scale | Winter Peak | 17 | 2% | 2% | 3% | 3% | 3% | 2% | 3% | 2% | 2%
Solar: Utility-scale | Winter Peak | 18 | 0% | 0% | 0% | 0% | 0% | 0% | 0% | 0% | 0%
Solar: Utility-scale | Winter Peak | 19 | 0% | 0% | 0% | 0% | 0% | 0% | 0% | 0% | 0%
Solar: Utility-scale | Winter Peak | 20 | 0% | 0% | 0% | 0% | 0% | 0% | 0% | 0% | 0%
Solar: Utility-scale | Winter Peak | 21 | 0% | 0% | 0% | 0% | 0% | 0% | 0% | 0% | 0%
Solar: Utility-scale | Winter Peak | 22 | 0% | 0% | 0% | 0% | 0% | 0% | 0% | 0% | 0%
Solar: Utility-scale | Winter Peak | 23 | 0% | 0% | 0% | 0% | 0% | 0% | 0% | 0% | 0%
Solar: Utility-scale | Winter Peak | 24 | 0% | 0% | 0% | 0% | 0% | 0% | 0% | 0% | 0%
Solar: Utility-scale | Winter Peak - Limited Wind | 1 | 0% | 0% | 0% | 0% | 0% | 0% | 0% | 0% | 0%
Solar: Utility-scale | Winter Peak - Limited Wind | 2 | 0% | 0% | 0% | 0% | 0% | 0% | 0% | 0% | 0%
Solar: Utility-scale | Winter Peak - Limited Wind | 3 | 0% | 0% | 0% | 0% | 0% | 0% | 0% | 0% | 0%
Solar: Utility-scale | Winter Peak - Limited Wind | 4 | 0% | 0% | 0% | 0% | 0% | 0% | 0% | 0% | 0%
Solar: Utility-scale | Winter Peak - Limited Wind | 5 | 0% | 0% | 0% | 0% | 0% | 0% | 0% | 0% | 0%
Solar: Utility-scale | Winter Peak - Limited Wind | 6 | 0% | 0% | 0% | 0% | 0% | 0% | 0% | 0% | 0%
Solar: Utility-scale | Winter Peak - Limited Wind | 7 | 0% | 0% | 0% | 0% | 0% | 0% | 0% | 0% | 0%
Solar: Utility-scale | Winter Peak - Limited Wind | 8 | 0% | 1% | 1% | 2% | 2% | 0% | 1% | 0% | 1%
Solar: Utility-scale | Winter Peak - Limited Wind | 9 | 4% | 6% | 9% | 11% | 11% | 4% | 7% | 4% | 6%
Solar: Utility-scale | Winter Peak - Limited Wind | 10 | 10% | 13% | 18% | 22% | 21% | 10% | 15% | 10% | 14%
Solar: Utility-scale | Winter Peak - Limited Wind | 11 | 15% | 19% | 26% | 31% | 30% | 15% | 22% | 15% | 20%
Solar: Utility-scale | Winter Peak - Limited Wind | 12 | 19% | 24% | 30% | 34% | 35% | 19% | 26% | 19% | 24%
Solar: Utility-scale | Winter Peak - Limited Wind | 13 | 19% | 24% | 31% | 35% | 35% | 19% | 27% | 19% | 25%
Solar: Utility-scale | Winter Peak - Limited Wind | 14 | 18% | 21% | 28% | 31% | 30% | 18% | 24% | 18% | 22%
Solar: Utility-scale | Winter Peak - Limited Wind | 15 | 13% | 16% | 20% | 23% | 21% | 13% | 18% | 13% | 16%
Solar: Utility-scale | Winter Peak - Limited Wind | 16 | 7% | 8% | 11% | 12% | 11% | 7% | 9% | 7% | 9%
Solar: Utility-scale | Winter Peak - Limited Wind | 17 | 2% | 2% | 3% | 3% | 3% | 2% | 3% | 2% | 2%
Solar: Utility-scale | Winter Peak - Limited Wind | 18 | 0% | 0% | 0% | 0% | 0% | 0% | 0% | 0% | 0%
Solar: Utility-scale | Winter Peak - Limited Wind | 19 | 0% | 0% | 0% | 0% | 0% | 0% | 0% | 0% | 0%
Solar: Utility-scale | Winter Peak - Limited Wind | 20 | 0% | 0% | 0% | 0% | 0% | 0% | 0% | 0% | 0%
Solar: Utility-scale | Winter Peak - Limited Wind | 21 | 0% | 0% | 0% | 0% | 0% | 0% | 0% | 0% | 0%
Solar: Utility-scale | Winter Peak - Limited Wind | 22 | 0% | 0% | 0% | 0% | 0% | 0% | 0% | 0% | 0%
Solar: Utility-scale | Winter Peak - Limited Wind | 23 | 0% | 0% | 0% | 0% | 0% | 0% | 0% | 0% | 0%
Solar: Utility-scale | Winter Peak - Limited Wind | 24 | 0% | 0% | 0% | 0% | 0% | 0% | 0% | 0% | 0%
Solar: Utility-scale | Summer Peak | 1 | 0% | 0% | 0% | 0% | 0% | 0% | 0% | 0% | 0%
Solar: Utility-scale | Summer Peak | 2 | 0% | 0% | 0% | 0% | 0% | 0% | 0% | 0% | 0%
Solar: Utility-scale | Summer Peak | 3 | 0% | 0% | 0% | 0% | 0% | 0% | 0% | 0% | 0%
Solar: Utility-scale | Summer Peak | 4 | 0% | 0% | 0% | 0% | 0% | 0% | 0% | 0% | 0%
Solar: Utility-scale | Summer Peak | 5 | 0% | 0% | 0% | 0% | 0% | 0% | 0% | 0% | 0%
Solar: Utility-scale | Summer Peak | 6 | 2% | 3% | 3% | 3% | 3% | 2% | 3% | 2% | 2%
Solar: Utility-scale | Summer Peak | 7 | 10% | 12% | 12% | 12% | 12% | 10% | 12% | 10% | 10%
Solar: Utility-scale | Summer Peak | 8 | 22% | 26% | 24% | 25% | 25% | 22% | 25% | 22% | 23%
Solar: Utility-scale | Summer Peak | 9 | 37% | 40% | 38% | 38% | 38% | 37% | 40% | 37% | 36%
Solar: Utility-scale | Summer Peak | 10 | 49% | 51% | 49% | 48% | 49% | 49% | 52% | 49% | 47%
Solar: Utility-scale | Summer Peak | 11 | 57% | 56% | 56% | 55% | 55% | 57% | 60% | 57% | 54%
Solar: Utility-scale | Summer Peak | 12 | 60% | 59% | 58% | 58% | 58% | 60% | 63% | 60% | 57%
Solar: Utility-scale | Summer Peak | 13 | 60% | 60% | 57% | 57% | 58% | 60% | 63% | 60% | 57%
Solar: Utility-scale | Summer Peak | 14 | 57% | 57% | 54% | 53% | 54% | 57% | 59% | 57% | 53%
Solar: Utility-scale | Summer Peak | 15 | 50% | 49% | 45% | 45% | 46% | 50% | 51% | 50% | 46%
Solar: Utility-scale | Summer Peak | 16 | 39% | 36% | 36% | 35% | 35% | 39% | 40% | 39% | 36%
Solar: Utility-scale | Summer Peak | 17 | 27% | 22% | 23% | 23% | 22% | 27% | 26% | 27% | 24%
Solar: Utility-scale | Summer Peak | 18 | 14% | 10% | 11% | 12% | 10% | 14% | 13% | 14% | 12%
Solar: Utility-scale | Summer Peak | 19 | 4% | 3% | 3% | 3% | 2% | 4% | 4% | 4% | 3%
Solar: Utility-scale | Summer Peak | 20 | 0% | 0% | 0% | 0% | 0% | 0% | 0% | 0% | 0%
Solar: Utility-scale | Summer Peak | 21 | 0% | 0% | 0% | 0% | 0% | 0% | 0% | 0% | 0%
Solar: Utility-scale | Summer Peak | 22 | 0% | 0% | 0% | 0% | 0% | 0% | 0% | 0% | 0%
Solar: Utility-scale | Summer Peak | 23 | 0% | 0% | 0% | 0% | 0% | 0% | 0% | 0% | 0%
Solar: Utility-scale | Summer Peak | 24 | 0% | 0% | 0% | 0% | 0% | 0% | 0% | 0% | 0%
Solar: Commercial BTM | Summer | 1 | 0% | 0% | 0% | 0% | 0% | 0% | 0% | 0% | 0%
Solar: Commercial BTM | Summer | 2 | 0% | 0% | 0% | 0% | 0% | 0% | 0% | 0% | 0%
Solar: Commercial BTM | Summer | 3 | 0% | 0% | 0% | 0% | 0% | 0% | 0% | 0% | 0%
Solar: Commercial BTM | Summer | 4 | 0% | 0% | 0% | 0% | 0% | 0% | 0% | 0% | 0%
Solar: Commercial BTM | Summer | 5 | 0% | 0% | 0% | 0% | 0% | 0% | 0% | 0% | 0%
Solar: Commercial BTM | Summer | 6 | 1% | 2% | 2% | 2% | 2% | 1% | 2% | 1% | 2%
Solar: Commercial BTM | Summer | 7 | 7% | 8% | 8% | 8% | 8% | 7% | 8% | 7% | 7%
Solar: Commercial BTM | Summer | 8 | 15% | 17% | 17% | 16% | 17% | 15% | 17% | 15% | 15%
Solar: Commercial BTM | Summer | 9 | 25% | 26% | 26% | 25% | 27% | 25% | 27% | 25% | 25%
Solar: Commercial BTM | Summer | 10 | 33% | 33% | 33% | 32% | 35% | 33% | 35% | 33% | 32%
Solar: Commercial BTM | Summer | 11 | 39% | 36% | 38% | 37% | 39% | 39% | 40% | 39% | 37%
Solar: Commercial BTM | Summer | 12 | 41% | 38% | 39% | 39% | 41% | 41% | 42% | 41% | 39%
Solar: Commercial BTM | Summer | 13 | 41% | 39% | 39% | 38% | 40% | 41% | 42% | 41% | 38%
Solar: Commercial BTM | Summer | 14 | 38% | 37% | 37% | 36% | 37% | 38% | 39% | 38% | 36%
Solar: Commercial BTM | Summer | 15 | 34% | 32% | 31% | 30% | 32% | 34% | 34% | 34% | 31%
Solar: Commercial BTM | Summer | 16 | 27% | 23% | 24% | 24% | 24% | 27% | 27% | 27% | 24%
Solar: Commercial BTM | Summer | 17 | 18% | 14% | 16% | 15% | 15% | 18% | 18% | 18% | 16%
Solar: Commercial BTM | Summer | 18 | 9% | 7% | 7% | 8% | 7% | 9% | 9% | 9% | 8%
Solar: Commercial BTM | Summer | 19 | 3% | 2% | 2% | 2% | 2% | 3% | 3% | 3% | 2%
Solar: Commercial BTM | Summer | 20 | 0% | 0% | 0% | 0% | 0% | 0% | 0% | 0% | 0%
Solar: Commercial BTM | Summer | 21 | 0% | 0% | 0% | 0% | 0% | 0% | 0% | 0% | 0%
Solar: Commercial BTM | Summer | 22 | 0% | 0% | 0% | 0% | 0% | 0% | 0% | 0% | 0%
Solar: Commercial BTM | Summer | 23 | 0% | 0% | 0% | 0% | 0% | 0% | 0% | 0% | 0%
Solar: Commercial BTM | Summer | 24 | 0% | 0% | 0% | 0% | 0% | 0% | 0% | 0% | 0%
Solar: Commercial BTM | Spring | 1 | 0% | 0% | 0% | 0% | 0% | 0% | 0% | 0% | 0%
Solar: Commercial BTM | Spring | 2 | 0% | 0% | 0% | 0% | 0% | 0% | 0% | 0% | 0%
Solar: Commercial BTM | Spring | 3 | 0% | 0% | 0% | 0% | 0% | 0% | 0% | 0% | 0%
Solar: Commercial BTM | Spring | 4 | 0% | 0% | 0% | 0% | 0% | 0% | 0% | 0% | 0%
Solar: Commercial BTM | Spring | 5 | 0% | 0% | 0% | 0% | 0% | 0% | 0% | 0% | 0%
Solar: Commercial BTM | Spring | 6 | 1% | 1% | 1% | 1% | 1% | 1% | 1% | 1% | 1%
Solar: Commercial BTM | Spring | 7 | 4% | 4% | 4% | 5% | 5% | 4% | 4% | 4% | 4%
Solar: Commercial BTM | Spring | 8 | 10% | 12% | 12% | 13% | 13% | 10% | 12% | 10% | 11%
Solar: Commercial BTM | Spring | 9 | 17% | 20% | 20% | 21% | 21% | 17% | 20% | 17% | 18%
Solar: Commercial BTM | Spring | 10 | 24% | 27% | 27% | 28% | 29% | 24% | 27% | 24% | 25%
Solar: Commercial BTM | Spring | 11 | 29% | 30% | 31% | 32% | 33% | 29% | 32% | 29% | 30%
Solar: Commercial BTM | Spring | 12 | 32% | 32% | 33% | 34% | 35% | 32% | 35% | 32% | 32%
Solar: Commercial BTM | Spring | 13 | 33% | 32% | 32% | 34% | 34% | 33% | 35% | 33% | 32%
Solar: Commercial BTM | Spring | 14 | 31% | 29% | 30% | 33% | 31% | 31% | 33% | 31% | 30%
Solar: Commercial BTM | Spring | 15 | 26% | 25% | 25% | 27% | 26% | 26% | 28% | 26% | 25%
Solar: Commercial BTM | Spring | 16 | 20% | 18% | 18% | 19% | 18% | 20% | 20% | 20% | 18%
Solar: Commercial BTM | Spring | 17 | 12% | 10% | 10% | 11% | 10% | 12% | 12% | 12% | 11%
Solar: Commercial BTM | Spring | 18 | 5% | 4% | 4% | 4% | 4% | 5% | 4% | 5% | 4%
Solar: Commercial BTM | Spring | 19 | 1% | 1% | 0% | 1% | 0% | 1% | 1% | 1% | 1%
Solar: Commercial BTM | Spring | 20 | 0% | 0% | 0% | 0% | 0% | 0% | 0% | 0% | 0%
Solar: Commercial BTM | Spring | 21 | 0% | 0% | 0% | 0% | 0% | 0% | 0% | 0% | 0%
Solar: Commercial BTM | Spring | 22 | 0% | 0% | 0% | 0% | 0% | 0% | 0% | 0% | 0%
Solar: Commercial BTM | Spring | 23 | 0% | 0% | 0% | 0% | 0% | 0% | 0% | 0% | 0%
Solar: Commercial BTM | Spring | 24 | 0% | 0% | 0% | 0% | 0% | 0% | 0% | 0% | 0%
Solar: Commercial BTM | Fall | 1 | 0% | 0% | 0% | 0% | 0% | 0% | 0% | 0% | 0%
Solar: Commercial BTM | Fall | 2 | 0% | 0% | 0% | 0% | 0% | 0% | 0% | 0% | 0%
Solar: Commercial BTM | Fall | 3 | 0% | 0% | 0% | 0% | 0% | 0% | 0% | 0% | 0%
Solar: Commercial BTM | Fall | 4 | 0% | 0% | 0% | 0% | 0% | 0% | 0% | 0% | 0%
Solar: Commercial BTM | Fall | 5 | 0% | 0% | 0% | 0% | 0% | 0% | 0% | 0% | 0%
Solar: Commercial BTM | Fall | 6 | 0% | 0% | 0% | 0% | 0% | 0% | 0% | 0% | 0%
Solar: Commercial BTM | Fall | 7 | 1% | 2% | 1% | 1% | 2% | 1% | 1% | 1% | 1%
Solar: Commercial BTM | Fall | 8 | 5% | 7% | 7% | 7% | 7% | 5% | 6% | 5% | 6%
Solar: Commercial BTM | Fall | 9 | 12% | 15% | 15% | 15% | 16% | 12% | 14% | 12% | 13%
Solar: Commercial BTM | Fall | 10 | 19% | 21% | 22% | 22% | 23% | 19% | 22% | 19% | 20%
Solar: Commercial BTM | Fall | 11 | 24% | 25% | 26% | 27% | 28% | 24% | 26% | 24% | 24%
Solar: Commercial BTM | Fall | 12 | 26% | 26% | 28% | 28% | 29% | 26% | 28% | 26% | 26%
Solar: Commercial BTM | Fall | 13 | 26% | 25% | 27% | 27% | 28% | 26% | 28% | 26% | 25%
Solar: Commercial BTM | Fall | 14 | 23% | 22% | 23% | 24% | 24% | 23% | 24% | 23% | 22%
Solar: Commercial BTM | Fall | 15 | 17% | 17% | 17% | 17% | 17% | 17% | 18% | 17% | 17%
Solar: Commercial BTM | Fall | 16 | 11% | 9% | 10% | 10% | 10% | 11% | 11% | 11% | 10%
Solar: Commercial BTM | Fall | 17 | 4% | 3% | 4% | 4% | 4% | 4% | 4% | 4% | 4%
Solar: Commercial BTM | Fall | 18 | 1% | 1% | 1% | 1% | 1% | 1% | 1% | 1% | 1%
Solar: Commercial BTM | Fall | 19 | 0% | 0% | 0% | 0% | 0% | 0% | 0% | 0% | 0%
Solar: Commercial BTM | Fall | 20 | 0% | 0% | 0% | 0% | 0% | 0% | 0% | 0% | 0%
Solar: Commercial BTM | Fall | 21 | 0% | 0% | 0% | 0% | 0% | 0% | 0% | 0% | 0%
Solar: Commercial BTM | Fall | 22 | 0% | 0% | 0% | 0% | 0% | 0% | 0% | 0% | 0%
Solar: Commercial BTM | Fall | 23 | 0% | 0% | 0% | 0% | 0% | 0% | 0% | 0% | 0%
Solar: Commercial BTM | Fall | 24 | 0% | 0% | 0% | 0% | 0% | 0% | 0% | 0% | 0%
Solar: Commercial BTM | Winter | 1 | 0% | 0% | 0% | 0% | 0% | 0% | 0% | 0% | 0%
Solar: Commercial BTM | Winter | 2 | 0% | 0% | 0% | 0% | 0% | 0% | 0% | 0% | 0%
Solar: Commercial BTM | Winter | 3 | 0% | 0% | 0% | 0% | 0% | 0% | 0% | 0% | 0%
Solar: Commercial BTM | Winter | 4 | 0% | 0% | 0% | 0% | 0% | 0% | 0% | 0% | 0%
Solar: Commercial BTM | Winter | 5 | 0% | 0% | 0% | 0% | 0% | 0% | 0% | 0% | 0%
Solar: Commercial BTM | Winter | 6 | 0% | 0% | 0% | 0% | 0% | 0% | 0% | 0% | 0%
Solar: Commercial BTM | Winter | 7 | 0% | 0% | 0% | 0% | 0% | 0% | 0% | 0% | 0%
Solar: Commercial BTM | Winter | 8 | 0% | 1% | 1% | 1% | 1% | 0% | 1% | 0% | 1%
Solar: Commercial BTM | Winter | 9 | 2% | 4% | 6% | 7% | 6% | 2% | 5% | 2% | 4%
Solar: Commercial BTM | Winter | 10 | 7% | 8% | 12% | 15% | 12% | 7% | 10% | 7% | 9%
Solar: Commercial BTM | Winter | 11 | 10% | 13% | 17% | 21% | 17% | 10% | 15% | 10% | 14%
Solar: Commercial BTM | Winter | 12 | 13% | 15% | 21% | 23% | 20% | 13% | 18% | 13% | 16%
Solar: Commercial BTM | Winter | 13 | 13% | 15% | 21% | 23% | 20% | 13% | 18% | 13% | 17%
Solar: Commercial BTM | Winter | 14 | 12% | 13% | 19% | 20% | 18% | 12% | 16% | 12% | 15%
Solar: Commercial BTM | Winter | 15 | 9% | 10% | 13% | 15% | 13% | 9% | 12% | 9% | 11%
Solar: Commercial BTM | Winter | 16 | 5% | 5% | 7% | 8% | 7% | 5% | 6% | 5% | 6%
Solar: Commercial BTM | Winter | 17 | 1% | 1% | 2% | 2% | 2% | 1% | 2% | 1% | 2%
Solar: Commercial BTM | Winter | 18 | 0% | 0% | 0% | 0% | 0% | 0% | 0% | 0% | 0%
Solar: Commercial BTM | Winter | 19 | 0% | 0% | 0% | 0% | 0% | 0% | 0% | 0% | 0%
Solar: Commercial BTM | Winter | 20 | 0% | 0% | 0% | 0% | 0% | 0% | 0% | 0% | 0%
Solar: Commercial BTM | Winter | 21 | 0% | 0% | 0% | 0% | 0% | 0% | 0% | 0% | 0%
Solar: Commercial BTM | Winter | 22 | 0% | 0% | 0% | 0% | 0% | 0% | 0% | 0% | 0%
Solar: Commercial BTM | Winter | 23 | 0% | 0% | 0% | 0% | 0% | 0% | 0% | 0% | 0%
Solar: Commercial BTM | Winter | 24 | 0% | 0% | 0% | 0% | 0% | 0% | 0% | 0% | 0%
Solar: Commercial BTM | Winter Peak | 1 | 0% | 0% | 0% | 0% | 0% | 0% | 0% | 0% | 0%
Solar: Commercial BTM | Winter Peak | 2 | 0% | 0% | 0% | 0% | 0% | 0% | 0% | 0% | 0%
Solar: Commercial BTM | Winter Peak | 3 | 0% | 0% | 0% | 0% | 0% | 0% | 0% | 0% | 0%
Solar: Commercial BTM | Winter Peak | 4 | 0% | 0% | 0% | 0% | 0% | 0% | 0% | 0% | 0%
Solar: Commercial BTM | Winter Peak | 5 | 0% | 0% | 0% | 0% | 0% | 0% | 0% | 0% | 0%
Solar: Commercial BTM | Winter Peak | 6 | 0% | 0% | 0% | 0% | 0% | 0% | 0% | 0% | 0%
Solar: Commercial BTM | Winter Peak | 7 | 0% | 0% | 0% | 0% | 0% | 0% | 0% | 0% | 0%
Solar: Commercial BTM | Winter Peak | 8 | 0% | 1% | 1% | 1% | 1% | 0% | 1% | 0% | 1%
Solar: Commercial BTM | Winter Peak | 9 | 2% | 4% | 6% | 7% | 6% | 2% | 5% | 2% | 4%
Solar: Commercial BTM | Winter Peak | 10 | 7% | 8% | 12% | 15% | 12% | 7% | 10% | 7% | 9%
Solar: Commercial BTM | Winter Peak | 11 | 10% | 13% | 17% | 21% | 17% | 10% | 15% | 10% | 14%
Solar: Commercial BTM | Winter Peak | 12 | 13% | 15% | 21% | 23% | 20% | 13% | 18% | 13% | 16%
Solar: Commercial BTM | Winter Peak | 13 | 13% | 15% | 21% | 23% | 20% | 13% | 18% | 13% | 17%
Solar: Commercial BTM | Winter Peak | 14 | 12% | 13% | 19% | 20% | 18% | 12% | 16% | 12% | 15%
Solar: Commercial BTM | Winter Peak | 15 | 9% | 10% | 13% | 15% | 13% | 9% | 12% | 9% | 11%
Solar: Commercial BTM | Winter Peak | 16 | 5% | 5% | 7% | 8% | 7% | 5% | 6% | 5% | 6%
Solar: Commercial BTM | Winter Peak | 17 | 1% | 1% | 2% | 2% | 2% | 1% | 2% | 1% | 2%
Solar: Commercial BTM | Winter Peak | 18 | 0% | 0% | 0% | 0% | 0% | 0% | 0% | 0% | 0%
Solar: Commercial BTM | Winter Peak | 19 | 0% | 0% | 0% | 0% | 0% | 0% | 0% | 0% | 0%
Solar: Commercial BTM | Winter Peak | 20 | 0% | 0% | 0% | 0% | 0% | 0% | 0% | 0% | 0%
Solar: Commercial BTM | Winter Peak | 21 | 0% | 0% | 0% | 0% | 0% | 0% | 0% | 0% | 0%
Solar: Commercial BTM | Winter Peak | 22 | 0% | 0% | 0% | 0% | 0% | 0% | 0% | 0% | 0%
Solar: Commercial BTM | Winter Peak | 23 | 0% | 0% | 0% | 0% | 0% | 0% | 0% | 0% | 0%
Solar: Commercial BTM | Winter Peak | 24 | 0% | 0% | 0% | 0% | 0% | 0% | 0% | 0% | 0%
Solar: Commercial BTM | Winter Peak - Limited Wind | 1 | 0% | 0% | 0% | 0% | 0% | 0% | 0% | 0% | 0%
Solar: Commercial BTM | Winter Peak - Limited Wind | 2 | 0% | 0% | 0% | 0% | 0% | 0% | 0% | 0% | 0%
Solar: Commercial BTM | Winter Peak - Limited Wind | 3 | 0% | 0% | 0% | 0% | 0% | 0% | 0% | 0% | 0%
Solar: Commercial BTM | Winter Peak - Limited Wind | 4 | 0% | 0% | 0% | 0% | 0% | 0% | 0% | 0% | 0%
Solar: Commercial BTM | Winter Peak - Limited Wind | 5 | 0% | 0% | 0% | 0% | 0% | 0% | 0% | 0% | 0%
Solar: Commercial BTM | Winter Peak - Limited Wind | 6 | 0% | 0% | 0% | 0% | 0% | 0% | 0% | 0% | 0%
Solar: Commercial BTM | Winter Peak - Limited Wind | 7 | 0% | 0% | 0% | 0% | 0% | 0% | 0% | 0% | 0%
Solar: Commercial BTM | Winter Peak - Limited Wind | 8 | 0% | 1% | 1% | 1% | 1% | 0% | 1% | 0% | 1%
Solar: Commercial BTM | Winter Peak - Limited Wind | 9 | 2% | 4% | 6% | 7% | 6% | 2% | 5% | 2% | 4%
Solar: Commercial BTM | Winter Peak - Limited Wind | 10 | 7% | 8% | 12% | 15% | 12% | 7% | 10% | 7% | 9%
Solar: Commercial BTM | Winter Peak - Limited Wind | 11 | 10% | 13% | 17% | 21% | 17% | 10% | 15% | 10% | 14%
Solar: Commercial BTM | Winter Peak - Limited Wind | 12 | 13% | 15% | 21% | 23% | 20% | 13% | 18% | 13% | 16%
Solar: Commercial BTM | Winter Peak - Limited Wind | 13 | 13% | 15% | 21% | 23% | 20% | 13% | 18% | 13% | 17%
Solar: Commercial BTM | Winter Peak - Limited Wind | 14 | 12% | 13% | 19% | 20% | 18% | 12% | 16% | 12% | 15%
Solar: Commercial BTM | Winter Peak - Limited Wind | 15 | 9% | 10% | 13% | 15% | 13% | 9% | 12% | 9% | 11%
Solar: Commercial BTM | Winter Peak - Limited Wind | 16 | 5% | 5% | 7% | 8% | 7% | 5% | 6% | 5% | 6%
Solar: Commercial BTM | Winter Peak - Limited Wind | 17 | 1% | 1% | 2% | 2% | 2% | 1% | 2% | 1% | 2%
Solar: Commercial BTM | Winter Peak - Limited Wind | 18 | 0% | 0% | 0% | 0% | 0% | 0% | 0% | 0% | 0%
Solar: Commercial BTM | Winter Peak - Limited Wind | 19 | 0% | 0% | 0% | 0% | 0% | 0% | 0% | 0% | 0%
Solar: Commercial BTM | Winter Peak - Limited Wind | 20 | 0% | 0% | 0% | 0% | 0% | 0% | 0% | 0% | 0%
Solar: Commercial BTM | Winter Peak - Limited Wind | 21 | 0% | 0% | 0% | 0% | 0% | 0% | 0% | 0% | 0%
Solar: Commercial BTM | Winter Peak - Limited Wind | 22 | 0% | 0% | 0% | 0% | 0% | 0% | 0% | 0% | 0%
Solar: Commercial BTM | Winter Peak - Limited Wind | 23 | 0% | 0% | 0% | 0% | 0% | 0% | 0% | 0% | 0%
Solar: Commercial BTM | Winter Peak - Limited Wind | 24 | 0% | 0% | 0% | 0% | 0% | 0% | 0% | 0% | 0%
Solar: Commercial BTM | Summer Peak | 1 | 0% | 0% | 0% | 0% | 0% | 0% | 0% | 0% | 0%
Solar: Commercial BTM | Summer Peak | 2 | 0% | 0% | 0% | 0% | 0% | 0% | 0% | 0% | 0%
Solar: Commercial BTM | Summer Peak | 3 | 0% | 0% | 0% | 0% | 0% | 0% | 0% | 0% | 0%
Solar: Commercial BTM | Summer Peak | 4 | 0% | 0% | 0% | 0% | 0% | 0% | 0% | 0% | 0%
Solar: Commercial BTM | Summer Peak | 5 | 0% | 0% | 0% | 0% | 0% | 0% | 0% | 0% | 0%
Solar: Commercial BTM | Summer Peak | 6 | 1% | 2% | 2% | 2% | 2% | 1% | 2% | 1% | 2%
Solar: Commercial BTM | Summer Peak | 7 | 7% | 8% | 8% | 8% | 8% | 7% | 8% | 7% | 7%
Solar: Commercial BTM | Summer Peak | 8 | 15% | 17% | 17% | 16% | 17% | 15% | 17% | 15% | 15%
Solar: Commercial BTM | Summer Peak | 9 | 25% | 26% | 26% | 25% | 27% | 25% | 27% | 25% | 25%
Solar: Commercial BTM | Summer Peak | 10 | 33% | 33% | 33% | 32% | 35% | 33% | 35% | 33% | 32%
Solar: Commercial BTM | Summer Peak | 11 | 39% | 36% | 38% | 37% | 39% | 39% | 40% | 39% | 37%
Solar: Commercial BTM | Summer Peak | 12 | 41% | 38% | 39% | 39% | 41% | 41% | 42% | 41% | 39%
Solar: Commercial BTM | Summer Peak | 13 | 41% | 39% | 39% | 38% | 40% | 41% | 42% | 41% | 38%
Solar: Commercial BTM | Summer Peak | 14 | 38% | 37% | 37% | 36% | 37% | 38% | 39% | 38% | 36%
Solar: Commercial BTM | Summer Peak | 15 | 34% | 32% | 31% | 30% | 32% | 34% | 34% | 34% | 31%
Solar: Commercial BTM | Summer Peak | 16 | 27% | 23% | 24% | 24% | 24% | 27% | 27% | 27% | 24%
Solar: Commercial BTM | Summer Peak | 17 | 18% | 14% | 16% | 15% | 15% | 18% | 18% | 18% | 16%
Solar: Commercial BTM | Summer Peak | 18 | 9% | 7% | 7% | 8% | 7% | 9% | 9% | 9% | 8%
Solar: Commercial BTM | Summer Peak | 19 | 3% | 2% | 2% | 2% | 2% | 3% | 3% | 3% | 2%
Solar: Commercial BTM | Summer Peak | 20 | 0% | 0% | 0% | 0% | 0% | 0% | 0% | 0% | 0%
Solar: Commercial BTM | Summer Peak | 21 | 0% | 0% | 0% | 0% | 0% | 0% | 0% | 0% | 0%
Solar: Commercial BTM | Summer Peak | 22 | 0% | 0% | 0% | 0% | 0% | 0% | 0% | 0% | 0%
Solar: Commercial BTM | Summer Peak | 23 | 0% | 0% | 0% | 0% | 0% | 0% | 0% | 0% | 0%
Solar: Commercial BTM | Summer Peak | 24 | 0% | 0% | 0% | 0% | 0% | 0% | 0% | 0% | 0%
Solar: Residential BTM | Summer | 1 | 0% | 0% | 0% | 0% | 0% | 0% | 0% | 0% | 0%
Solar: Residential BTM | Summer | 2 | 0% | 0% | 0% | 0% | 0% | 0% | 0% | 0% | 0%
Solar: Residential BTM | Summer | 3 | 0% | 0% | 0% | 0% | 0% | 0% | 0% | 0% | 0%
Solar: Residential BTM | Summer | 4 | 0% | 0% | 0% | 0% | 0% | 0% | 0% | 0% | 0%
Solar: Residential BTM | Summer | 5 | 0% | 0% | 0% | 0% | 0% | 0% | 0% | 0% | 0%
Solar: Residential BTM | Summer | 6 | 1% | 2% | 2% | 2% | 2% | 1% | 2% | 1% | 2%
Solar: Residential BTM | Summer | 7 | 7% | 8% | 8% | 8% | 8% | 7% | 8% | 7% | 7%
Solar: Residential BTM | Summer | 8 | 15% | 17% | 17% | 16% | 17% | 15% | 17% | 15% | 15%
Solar: Residential BTM | Summer | 9 | 25% | 26% | 26% | 25% | 27% | 25% | 27% | 25% | 25%
Solar: Residential BTM | Summer | 10 | 33% | 33% | 33% | 32% | 35% | 33% | 35% | 33% | 32%
Solar: Residential BTM | Summer | 11 | 39% | 36% | 38% | 37% | 39% | 39% | 40% | 39% | 37%
Solar: Residential BTM | Summer | 12 | 41% | 38% | 39% | 39% | 41% | 41% | 42% | 41% | 39%
Solar: Residential BTM | Summer | 13 | 41% | 39% | 39% | 38% | 40% | 41% | 42% | 41% | 38%
Solar: Residential BTM | Summer | 14 | 38% | 37% | 37% | 36% | 37% | 38% | 39% | 38% | 36%
Solar: Residential BTM | Summer | 15 | 34% | 32% | 31% | 30% | 32% | 34% | 34% | 34% | 31%
Solar: Residential BTM | Summer | 16 | 27% | 23% | 24% | 24% | 24% | 27% | 27% | 27% | 24%
Solar: Residential BTM | Summer | 17 | 18% | 14% | 16% | 15% | 15% | 18% | 18% | 18% | 16%
Solar: Residential BTM | Summer | 18 | 9% | 7% | 7% | 8% | 7% | 9% | 9% | 9% | 8%
Solar: Residential BTM | Summer | 19 | 3% | 2% | 2% | 2% | 2% | 3% | 3% | 3% | 2%
Solar: Residential BTM | Summer | 20 | 0% | 0% | 0% | 0% | 0% | 0% | 0% | 0% | 0%
Solar: Residential BTM | Summer | 21 | 0% | 0% | 0% | 0% | 0% | 0% | 0% | 0% | 0%
Solar: Residential BTM | Summer | 22 | 0% | 0% | 0% | 0% | 0% | 0% | 0% | 0% | 0%
Solar: Residential BTM | Summer | 23 | 0% | 0% | 0% | 0% | 0% | 0% | 0% | 0% | 0%
Solar: Residential BTM | Summer | 24 | 0% | 0% | 0% | 0% | 0% | 0% | 0% | 0% | 0%
Solar: Residential BTM | Spring | 1 | 0% | 0% | 0% | 0% | 0% | 0% | 0% | 0% | 0%
Solar: Residential BTM | Spring | 2 | 0% | 0% | 0% | 0% | 0% | 0% | 0% | 0% | 0%
Solar: Residential BTM | Spring | 3 | 0% | 0% | 0% | 0% | 0% | 0% | 0% | 0% | 0%
Solar: Residential BTM | Spring | 4 | 0% | 0% | 0% | 0% | 0% | 0% | 0% | 0% | 0%
Solar: Residential BTM | Spring | 5 | 0% | 0% | 0% | 0% | 0% | 0% | 0% | 0% | 0%
Solar: Residential BTM | Spring | 6 | 1% | 1% | 1% | 1% | 1% | 1% | 1% | 1% | 1%
Solar: Residential BTM | Spring | 7 | 4% | 4% | 4% | 5% | 5% | 4% | 4% | 4% | 4%
Solar: Residential BTM | Spring | 8 | 10% | 12% | 12% | 13% | 13% | 10% | 12% | 10% | 11%
Solar: Residential BTM | Spring | 9 | 17% | 20% | 20% | 21% | 21% | 17% | 20% | 17% | 18%
Solar: Residential BTM | Spring | 10 | 24% | 27% | 27% | 28% | 29% | 24% | 27% | 24% | 25%
Solar: Residential BTM | Spring | 11 | 29% | 30% | 31% | 32% | 33% | 29% | 32% | 29% | 30%
Solar: Residential BTM | Spring | 12 | 32% | 32% | 33% | 34% | 35% | 32% | 35% | 32% | 32%
Solar: Residential BTM | Spring | 13 | 33% | 32% | 32% | 34% | 34% | 33% | 35% | 33% | 32%
Solar: Residential BTM | Spring | 14 | 31% | 29% | 30% | 33% | 31% | 31% | 33% | 31% | 30%
Solar: Residential BTM | Spring | 15 | 26% | 25% | 25% | 27% | 26% | 26% | 28% | 26% | 25%
Solar: Residential BTM | Spring | 16 | 20% | 18% | 18% | 19% | 18% | 20% | 20% | 20% | 18%
Solar: Residential BTM | Spring | 17 | 12% | 10% | 10% | 11% | 10% | 12% | 12% | 12% | 11%
Solar: Residential BTM | Spring | 18 | 5% | 4% | 4% | 4% | 4% | 5% | 4% | 5% | 4%
Solar: Residential BTM | Spring | 19 | 1% | 1% | 0% | 1% | 0% | 1% | 1% | 1% | 1%
Solar: Residential BTM | Spring | 20 | 0% | 0% | 0% | 0% | 0% | 0% | 0% | 0% | 0%
Solar: Residential BTM | Spring | 21 | 0% | 0% | 0% | 0% | 0% | 0% | 0% | 0% | 0%
Solar: Residential BTM | Spring | 22 | 0% | 0% | 0% | 0% | 0% | 0% | 0% | 0% | 0%
Solar: Residential BTM | Spring | 23 | 0% | 0% | 0% | 0% | 0% | 0% | 0% | 0% | 0%
Solar: Residential BTM | Spring | 24 | 0% | 0% | 0% | 0% | 0% | 0% | 0% | 0% | 0%
Solar: Residential BTM | Fall | 1 | 0% | 0% | 0% | 0% | 0% | 0% | 0% | 0% | 0%
Solar: Residential BTM | Fall | 2 | 0% | 0% | 0% | 0% | 0% | 0% | 0% | 0% | 0%
Solar: Residential BTM | Fall | 3 | 0% | 0% | 0% | 0% | 0% | 0% | 0% | 0% | 0%
Solar: Residential BTM | Fall | 4 | 0% | 0% | 0% | 0% | 0% | 0% | 0% | 0% | 0%
Solar: Residential BTM | Fall | 5 | 0% | 0% | 0% | 0% | 0% | 0% | 0% | 0% | 0%
Solar: Residential BTM | Fall | 6 | 0% | 0% | 0% | 0% | 0% | 0% | 0% | 0% | 0%
Solar: Residential BTM | Fall | 7 | 1% | 2% | 1% | 1% | 2% | 1% | 1% | 1% | 1%
Solar: Residential BTM | Fall | 8 | 5% | 7% | 7% | 7% | 7% | 5% | 6% | 5% | 6%
Solar: Residential BTM | Fall | 9 | 12% | 15% | 15% | 15% | 16% | 12% | 14% | 12% | 13%
Solar: Residential BTM | Fall | 10 | 19% | 21% | 22% | 22% | 23% | 19% | 22% | 19% | 20%
Solar: Residential BTM | Fall | 11 | 24% | 25% | 26% | 27% | 28% | 24% | 26% | 24% | 24%
Solar: Residential BTM | Fall | 12 | 26% | 26% | 28% | 28% | 29% | 26% | 28% | 26% | 26%
Solar: Residential BTM | Fall | 13 | 26% | 25% | 27% | 27% | 28% | 26% | 28% | 26% | 25%
Solar: Residential BTM | Fall | 14 | 23% | 22% | 23% | 24% | 24% | 23% | 24% | 23% | 22%
Solar: Residential BTM | Fall | 15 | 17% | 17% | 17% | 17% | 17% | 17% | 18% | 17% | 17%
Solar: Residential BTM | Fall | 16 | 11% | 9% | 10% | 10% | 10% | 11% | 11% | 11% | 10%
Solar: Residential BTM | Fall | 17 | 4% | 3% | 4% | 4% | 4% | 4% | 4% | 4% | 4%
Solar: Residential BTM | Fall | 18 | 1% | 1% | 1% | 1% | 1% | 1% | 1% | 1% | 1%
Solar: Residential BTM | Fall | 19 | 0% | 0% | 0% | 0% | 0% | 0% | 0% | 0% | 0%
Solar: Residential BTM | Fall | 20 | 0% | 0% | 0% | 0% | 0% | 0% | 0% | 0% | 0%
Solar: Residential BTM | Fall | 21 | 0% | 0% | 0% | 0% | 0% | 0% | 0% | 0% | 0%
Solar: Residential BTM | Fall | 22 | 0% | 0% | 0% | 0% | 0% | 0% | 0% | 0% | 0%
Solar: Residential BTM | Fall | 23 | 0% | 0% | 0% | 0% | 0% | 0% | 0% | 0% | 0%
Solar: Residential BTM | Fall | 24 | 0% | 0% | 0% | 0% | 0% | 0% | 0% | 0% | 0%
Solar: Residential BTM | Winter | 1 | 0% | 0% | 0% | 0% | 0% | 0% | 0% | 0% | 0%
Solar: Residential BTM | Winter | 2 | 0% | 0% | 0% | 0% | 0% | 0% | 0% | 0% | 0%
Solar: Residential BTM | Winter | 3 | 0% | 0% | 0% | 0% | 0% | 0% | 0% | 0% | 0%
Solar: Residential BTM | Winter | 4 | 0% | 0% | 0% | 0% | 0% | 0% | 0% | 0% | 0%
Solar: Residential BTM | Winter | 5 | 0% | 0% | 0% | 0% | 0% | 0% | 0% | 0% | 0%
Solar: Residential BTM | Winter | 6 | 0% | 0% | 0% | 0% | 0% | 0% | 0% | 0% | 0%
Solar: Residential BTM | Winter | 7 | 0% | 0% | 0% | 0% | 0% | 0% | 0% | 0% | 0%
Solar: Residential BTM | Winter | 8 | 0% | 1% | 1% | 1% | 1% | 0% | 1% | 0% | 1%
Solar: Residential BTM | Winter | 9 | 2% | 4% | 6% | 7% | 6% | 2% | 5% | 2% | 4%
Solar: Residential BTM | Winter | 10 | 7% | 8% | 12% | 15% | 12% | 7% | 10% | 7% | 9%
Solar: Residential BTM | Winter | 11 | 10% | 13% | 17% | 21% | 17% | 10% | 15% | 10% | 14%
Solar: Residential BTM | Winter | 12 | 13% | 15% | 21% | 23% | 20% | 13% | 18% | 13% | 16%
Solar: Residential BTM | Winter | 13 | 13% | 15% | 21% | 23% | 20% | 13% | 18% | 13% | 17%
Solar: Residential BTM | Winter | 14 | 12% | 13% | 19% | 20% | 18% | 12% | 16% | 12% | 15%
Solar: Residential BTM | Winter | 15 | 9% | 10% | 13% | 15% | 13% | 9% | 12% | 9% | 11%
Solar: Residential BTM | Winter | 16 | 5% | 5% | 7% | 8% | 7% | 5% | 6% | 5% | 6%
Solar: Residential BTM | Winter | 17 | 1% | 1% | 2% | 2% | 2% | 1% | 2% | 1% | 2%
Solar: Residential BTM | Winter | 18 | 0% | 0% | 0% | 0% | 0% | 0% | 0% | 0% | 0%
Solar: Residential BTM | Winter | 19 | 0% | 0% | 0% | 0% | 0% | 0% | 0% | 0% | 0%
Solar: Residential BTM | Winter | 20 | 0% | 0% | 0% | 0% | 0% | 0% | 0% | 0% | 0%
Solar: Residential BTM | Winter | 21 | 0% | 0% | 0% | 0% | 0% | 0% | 0% | 0% | 0%
Solar: Residential BTM | Winter | 22 | 0% | 0% | 0% | 0% | 0% | 0% | 0% | 0% | 0%
Solar: Residential BTM | Winter | 23 | 0% | 0% | 0% | 0% | 0% | 0% | 0% | 0% | 0%
Solar: Residential BTM | Winter | 24 | 0% | 0% | 0% | 0% | 0% | 0% | 0% | 0% | 0%
Solar: Residential BTM | Winter Peak | 1 | 0% | 0% | 0% | 0% | 0% | 0% | 0% | 0% | 0%
Solar: Residential BTM | Winter Peak | 2 | 0% | 0% | 0% | 0% | 0% | 0% | 0% | 0% | 0%
Solar: Residential BTM | Winter Peak | 3 | 0% | 0% | 0% | 0% | 0% | 0% | 0% | 0% | 0%
Solar: Residential BTM | Winter Peak | 4 | 0% | 0% | 0% | 0% | 0% | 0% | 0% | 0% | 0%
Solar: Residential BTM | Winter Peak | 5 | 0% | 0% | 0% | 0% | 0% | 0% | 0% | 0% | 0%
Solar: Residential BTM | Winter Peak | 6 | 0% | 0% | 0% | 0% | 0% | 0% | 0% | 0% | 0%
Solar: Residential BTM | Winter Peak | 7 | 0% | 0% | 0% | 0% | 0% | 0% | 0% | 0% | 0%
Solar: Residential BTM | Winter Peak | 8 | 0% | 1% | 1% | 1% | 1% | 0% | 1% | 0% | 1%
Solar: Residential BTM | Winter Peak | 9 | 2% | 4% | 6% | 7% | 6% | 2% | 5% | 2% | 4%
Solar: Residential BTM | Winter Peak | 10 | 7% | 8% | 12% | 15% | 12% | 7% | 10% | 7% | 9%
Solar: Residential BTM | Winter Peak | 11 | 10% | 13% | 17% | 21% | 17% | 10% | 15% | 10% | 14%
Solar: Residential BTM | Winter Peak | 12 | 13% | 15% | 21% | 23% | 20% | 13% | 18% | 13% | 16%
Solar: Residential BTM | Winter Peak | 13 | 13% | 15% | 21% | 23% | 20% | 13% | 18% | 13% | 17%
Solar: Residential BTM | Winter Peak | 14 | 12% | 13% | 19% | 20% | 18% | 12% | 16% | 12% | 15%
Solar: Residential BTM | Winter Peak | 15 | 9% | 10% | 13% | 15% | 13% | 9% | 12% | 9% | 11%
Solar: Residential BTM | Winter Peak | 16 | 5% | 5% | 7% | 8% | 7% | 5% | 6% | 5% | 6%
Solar: Residential BTM | Winter Peak | 17 | 1% | 1% | 2% | 2% | 2% | 1% | 2% | 1% | 2%
Solar: Residential BTM | Winter Peak | 18 | 0% | 0% | 0% | 0% | 0% | 0% | 0% | 0% | 0%
Solar: Residential BTM | Winter Peak | 19 | 0% | 0% | 0% | 0% | 0% | 0% | 0% | 0% | 0%
Solar: Residential BTM | Winter Peak | 20 | 0% | 0% | 0% | 0% | 0% | 0% | 0% | 0% | 0%
Solar: Residential BTM | Winter Peak | 21 | 0% | 0% | 0% | 0% | 0% | 0% | 0% | 0% | 0%
Solar: Residential BTM | Winter Peak | 22 | 0% | 0% | 0% | 0% | 0% | 0% | 0% | 0% | 0%
Solar: Residential BTM | Winter Peak | 23 | 0% | 0% | 0% | 0% | 0% | 0% | 0% | 0% | 0%
Solar: Residential BTM | Winter Peak | 24 | 0% | 0% | 0% | 0% | 0% | 0% | 0% | 0% | 0%
Solar: Residential BTM | Winter Peak - Limited Wind | 1 | 0% | 0% | 0% | 0% | 0% | 0% | 0% | 0% | 0%
Solar: Residential BTM | Winter Peak - Limited Wind | 2 | 0% | 0% | 0% | 0% | 0% | 0% | 0% | 0% | 0%
Solar: Residential BTM | Winter Peak - Limited Wind | 3 | 0% | 0% | 0% | 0% | 0% | 0% | 0% | 0% | 0%
Solar: Residential BTM | Winter Peak - Limited Wind | 4 | 0% | 0% | 0% | 0% | 0% | 0% | 0% | 0% | 0%
Solar: Residential BTM | Winter Peak - Limited Wind | 5 | 0% | 0% | 0% | 0% | 0% | 0% | 0% | 0% | 0%
Solar: Residential BTM | Winter Peak - Limited Wind | 6 | 0% | 0% | 0% | 0% | 0% | 0% | 0% | 0% | 0%
Solar: Residential BTM | Winter Peak - Limited Wind | 7 | 0% | 0% | 0% | 0% | 0% | 0% | 0% | 0% | 0%
Solar: Residential BTM | Winter Peak - Limited Wind | 8 | 0% | 1% | 1% | 1% | 1% | 0% | 1% | 0% | 1%
Solar: Residential BTM | Winter Peak - Limited Wind | 9 | 2% | 4% | 6% | 7% | 6% | 2% | 5% | 2% | 4%
Solar: Residential BTM | Winter Peak - Limited Wind | 10 | 7% | 8% | 12% | 15% | 12% | 7% | 10% | 7% | 9%
Solar: Residential BTM | Winter Peak - Limited Wind | 11 | 10% | 13% | 17% | 21% | 17% | 10% | 15% | 10% | 14%
Solar: Residential BTM | Winter Peak - Limited Wind | 12 | 13% | 15% | 21% | 23% | 20% | 13% | 18% | 13% | 16%
Solar: Residential BTM | Winter Peak - Limited Wind | 13 | 13% | 15% | 21% | 23% | 20% | 13% | 18% | 13% | 17%
Solar: Residential BTM | Winter Peak - Limited Wind | 14 | 12% | 13% | 19% | 20% | 18% | 12% | 16% | 12% | 15%
Solar: Residential BTM | Winter Peak - Limited Wind | 15 | 9% | 10% | 13% | 15% | 13% | 9% | 12% | 9% | 11%
Solar: Residential BTM | Winter Peak - Limited Wind | 16 | 5% | 5% | 7% | 8% | 7% | 5% | 6% | 5% | 6%
Solar: Residential BTM | Winter Peak - Limited Wind | 17 | 1% | 1% | 2% | 2% | 2% | 1% | 2% | 1% | 2%
Solar: Residential BTM | Winter Peak - Limited Wind | 18 | 0% | 0% | 0% | 0% | 0% | 0% | 0% | 0% | 0%
Solar: Residential BTM | Winter Peak - Limited Wind | 19 | 0% | 0% | 0% | 0% | 0% | 0% | 0% | 0% | 0%
Solar: Residential BTM | Winter Peak - Limited Wind | 20 | 0% | 0% | 0% | 0% | 0% | 0% | 0% | 0% | 0%
Solar: Residential BTM | Winter Peak - Limited Wind | 21 | 0% | 0% | 0% | 0% | 0% | 0% | 0% | 0% | 0%
Solar: Residential BTM | Winter Peak - Limited Wind | 22 | 0% | 0% | 0% | 0% | 0% | 0% | 0% | 0% | 0%
Solar: Residential BTM | Winter Peak - Limited Wind | 23 | 0% | 0% | 0% | 0% | 0% | 0% | 0% | 0% | 0%
Solar: Residential BTM | Winter Peak - Limited Wind | 24 | 0% | 0% | 0% | 0% | 0% | 0% | 0% | 0% | 0%
Solar: Residential BTM | Summer Peak | 1 | 0% | 0% | 0% | 0% | 0% | 0% | 0% | 0% | 0%
Solar: Residential BTM | Summer Peak | 2 | 0% | 0% | 0% | 0% | 0% | 0% | 0% | 0% | 0%
Solar: Residential BTM | Summer Peak | 3 | 0% | 0% | 0% | 0% | 0% | 0% | 0% | 0% | 0%
Solar: Residential BTM | Summer Peak | 4 | 0% | 0% | 0% | 0% | 0% | 0% | 0% | 0% | 0%
Solar: Residential BTM | Summer Peak | 5 | 0% | 0% | 0% | 0% | 0% | 0% | 0% | 0% | 0%
Solar: Residential BTM | Summer Peak | 6 | 1% | 2% | 2% | 2% | 2% | 1% | 2% | 1% | 2%
Solar: Residential BTM | Summer Peak | 7 | 7% | 8% | 8% | 8% | 8% | 7% | 8% | 7% | 7%
Solar: Residential BTM | Summer Peak | 8 | 15% | 17% | 17% | 16% | 17% | 15% | 17% | 15% | 15%
Solar: Residential BTM | Summer Peak | 9 | 25% | 26% | 26% | 25% | 27% | 25% | 27% | 25% | 25%
Solar: Residential BTM | Summer Peak | 10 | 33% | 33% | 33% | 32% | 35% | 33% | 35% | 33% | 32%
Solar: Residential BTM | Summer Peak | 11 | 39% | 36% | 38% | 37% | 39% | 39% | 40% | 39% | 37%
Solar: Residential BTM | Summer Peak | 12 | 41% | 38% | 39% | 39% | 41% | 41% | 42% | 41% | 39%
Solar: Residential BTM | Summer Peak | 13 | 41% | 39% | 39% | 38% | 40% | 41% | 42% | 41% | 38%
Solar: Residential BTM | Summer Peak | 14 | 38% | 37% | 37% | 36% | 37% | 38% | 39% | 38% | 36%
Solar: Residential BTM | Summer Peak | 15 | 34% | 32% | 31% | 30% | 32% | 34% | 34% | 34% | 31%
Solar: Residential BTM | Summer Peak | 16 | 27% | 23% | 24% | 24% | 24% | 27% | 27% | 27% | 24%
Solar: Residential BTM | Summer Peak | 17 | 18% | 14% | 16% | 15% | 15% | 18% | 18% | 18% | 16%
Solar: Residential BTM | Summer Peak | 18 | 9% | 7% | 7% | 8% | 7% | 9% | 9% | 9% | 8%
Solar: Residential BTM | Summer Peak | 19 | 3% | 2% | 2% | 2% | 2% | 3% | 3% | 3% | 2%
Solar: Residential BTM | Summer Peak | 20 | 0% | 0% | 0% | 0% | 0% | 0% | 0% | 0% | 0%
Solar: Residential BTM | Summer Peak | 21 | 0% | 0% | 0% | 0% | 0% | 0% | 0% | 0% | 0%
Solar: Residential BTM | Summer Peak | 22 | 0% | 0% | 0% | 0% | 0% | 0% | 0% | 0% | 0%
Solar: Residential BTM | Summer Peak | 23 | 0% | 0% | 0% | 0% | 0% | 0% | 0% | 0% | 0%
Solar: Residential BTM | Summer Peak | 24 | 0% | 0% | 0% | 0% | 0% | 0% | 0% | 0% | 0%

## Resource Constraint
Resource Constraint
Notes: | In this case, "N/A" means not limited. In some cases such as anaerobic digestion some supply technologies are limited by other constraints - such as emissions targets.
Parameter | Units | Source | Link
Pumped Hydropower Storage Resource Availability | MW | NYISO | https://www.nyiso.com/documents/20142/2225293/2017-State-Of-Storage-Report.pdf/c80da6ff-b239-3464-3b6d-f191bf62c597
Resource Availability | MW | NYCAC Integration Analysis | https://climate.ny.gov/-/media/Project/Climate/Files/IA-Tech-Supplement-Annex-1-Input-Assumptions.xlsx
Utility-Scale Solar Resource Availability | MW | NYCAC Integration Analysis | https://climate.ny.gov/-/media/Project/Climate/Files/IA-Tech-Supplement-Annex-1-Input-Assumptions.xlsx
Behind the Meter Solar Residential Resource Availability | MW | NYCAC Integration Analysis | https://climate.ny.gov/-/media/Project/Climate/Files/IA-Tech-Supplement-Annex-1-Input-Assumptions.xlsx
Offshore Wind Resource Availability | MW | IESO | https://www.ieso.ca/en/Corporate-IESO/Media/Year-End-Data
Nuclear SMR Resource Availability | MW | OPG | https://www.opg.com/media_releases/opg-advances-clean-energy-generation-project/
RNG Resource Availability | MW | AGF (2019) "Renewable Sources of Natural Gas," and AGA (2022) "Net Zero Emissions Opportunities for Gas Utilities" | https://gasfoundation.org/2019/12/18/renewable-sources-of-natural-gas/
Resource Constraint (MW)
SupplyTechnology | SubRegion | 2020 | 2030 | 2040 | 2050
Anaerobic Digestion | NYISO_Upstate_A-E | N/A | N/A | N/A | N/A
Anaerobic Digestion | NYISO_Upstate_F | N/A | N/A | N/A | N/A
Anaerobic Digestion | NYISO_Downstate_G-I | N/A | N/A | N/A | N/A
Anaerobic Digestion | NYISO_Downstate_J | N/A | N/A | N/A | N/A
Anaerobic Digestion | NYISO_Downstate_K | N/A | N/A | N/A | N/A
Anaerobic Digestion | HQ | N/A | N/A | N/A | N/A
Anaerobic Digestion | PJM | N/A | N/A | N/A | N/A
Anaerobic Digestion | IESO | N/A | N/A | N/A | N/A
Anaerobic Digestion | ISO-NE | N/A | N/A | N/A | N/A
Bioenergy | NYISO_Upstate_A-E | N/A | N/A | N/A | N/A
Bioenergy | NYISO_Upstate_F | N/A | N/A | N/A | N/A
Bioenergy | NYISO_Downstate_G-I | N/A | N/A | N/A | N/A
Bioenergy | NYISO_Downstate_J | N/A | N/A | N/A | N/A
Bioenergy | NYISO_Downstate_K | N/A | N/A | N/A | N/A
Bioenergy | HQ | N/A | N/A | N/A | N/A
Bioenergy | PJM | N/A | N/A | N/A | N/A
Bioenergy | IESO | N/A | N/A | N/A | N/A
Bioenergy | ISO-NE | N/A | N/A | N/A | N/A
Coal | NYISO_Upstate_A-E | 0 | 0 | 0 | 0
Coal | NYISO_Upstate_F | 0 | 0 | 0 | 0
Coal | NYISO_Downstate_G-I | 0 | 0 | 0 | 0
Coal | NYISO_Downstate_J | 0 | 0 | 0 | 0
Coal | NYISO_Downstate_K | 0 | 0 | 0 | 0
Coal | HQ | N/A | N/A | N/A | N/A
Coal | PJM | N/A | N/A | N/A | N/A
Coal | IESO | N/A | N/A | N/A | N/A
Coal | ISO-NE | N/A | N/A | N/A | N/A
Hydrogen | NYISO_Upstate_A-E | 0 | N/A | N/A | N/A
Hydrogen | NYISO_Upstate_F | 0 | N/A | N/A | N/A
Hydrogen | NYISO_Downstate_G-I | 0 | N/A | N/A | N/A
Hydrogen | NYISO_Downstate_J | 0 | N/A | N/A | N/A
Hydrogen | NYISO_Downstate_K | 0 | N/A | N/A | N/A
Hydrogen | HQ | 0 | N/A | N/A | N/A
Hydrogen | PJM | 0 | N/A | N/A | N/A
Hydrogen | IESO | 0 | N/A | N/A | N/A
Hydrogen | ISO-NE | 0 | N/A | N/A | N/A
Fuel Oil Peaker | NYISO_Upstate_A-E | 0 | 0 | 0 | 0
Fuel Oil Peaker | NYISO_Upstate_F | 0 | 0 | 0 | 0
Fuel Oil Peaker | NYISO_Downstate_G-I | 0 | 0 | 0 | 0
Fuel Oil Peaker | NYISO_Downstate_J | 0 | 0 | 0 | 0
Fuel Oil Peaker | NYISO_Downstate_K | 0 | 0 | 0 | 0
Fuel Oil Peaker | HQ | N/A | N/A | N/A | N/A
Fuel Oil Peaker | PJM | N/A | N/A | N/A | N/A
Fuel Oil Peaker | IESO | N/A | N/A | N/A | N/A
Fuel Oil Peaker | ISO-NE | N/A | N/A | N/A | N/A
Gas Peaker | NYISO_Upstate_A-E | 0 | 0 | 0 | 0
Gas Peaker | NYISO_Upstate_F | 0 | 0 | 0 | 0
Gas Peaker | NYISO_Downstate_G-I | 0 | 0 | 0 | 0
Gas Peaker | NYISO_Downstate_J | 0 | 0 | 0 | 0
Gas Peaker | NYISO_Downstate_K | 0 | 0 | 0 | 0
Gas Peaker | HQ | N/A | N/A | N/A | N/A
Gas Peaker | PJM | N/A | N/A | N/A | N/A
Gas Peaker | IESO | N/A | N/A | N/A | N/A
Gas Peaker | ISO-NE | N/A | N/A | N/A | N/A
Hydro | NYISO_Upstate_A-E | N/A | N/A | N/A | N/A
Hydro | NYISO_Upstate_F | N/A | N/A | N/A | N/A
Hydro | NYISO_Downstate_G-I | N/A | N/A | N/A | N/A
Hydro | NYISO_Downstate_J | N/A | N/A | N/A | N/A
Hydro | NYISO_Downstate_K | N/A | N/A | N/A | N/A
Hydro | HQ | N/A | N/A | N/A | N/A
Hydro | PJM | N/A | N/A | N/A | N/A
Hydro | IESO | N/A | N/A | N/A | N/A
Hydro | ISO-NE | N/A | N/A | N/A | N/A
Import: Natural Gas | NYISO_Upstate_A-E | N/A | N/A | N/A | N/A
Import: Natural Gas | NYISO_Upstate_F | N/A | N/A | N/A | N/A
Import: Natural Gas | NYISO_Downstate_G-I | N/A | N/A | N/A | N/A
Import: Natural Gas | NYISO_Downstate_J | N/A | N/A | N/A | N/A
Import: Natural Gas | NYISO_Downstate_K | N/A | N/A | N/A | N/A
Import: Natural Gas | HQ | N/A | N/A | N/A | N/A
Import: Natural Gas | PJM | N/A | N/A | N/A | N/A
Import: Natural Gas | IESO | N/A | N/A | N/A | N/A
Import: Natural Gas | ISO-NE | N/A | N/A | N/A | N/A
Nuclear | NYISO_Upstate_A-E | N/A | N/A | N/A | N/A
Nuclear | NYISO_Upstate_F | N/A | N/A | N/A | N/A
Nuclear | NYISO_Downstate_G-I | N/A | N/A | N/A | N/A
Nuclear | NYISO_Downstate_J | N/A | N/A | N/A | N/A
Nuclear | NYISO_Downstate_K | N/A | N/A | N/A | N/A
Nuclear | HQ | N/A | N/A | N/A | N/A
Nuclear | PJM | N/A | N/A | N/A | N/A
Nuclear | IESO | N/A | N/A | N/A | N/A
Nuclear | ISO-NE | N/A | N/A | N/A | N/A
Nuclear SMR | NYISO_Upstate_A-E | N/A | N/A | N/A | N/A
Nuclear SMR | NYISO_Upstate_F | N/A | N/A | N/A | N/A
Nuclear SMR | NYISO_Downstate_G-I | N/A | N/A | N/A | N/A
Nuclear SMR | NYISO_Downstate_J | N/A | N/A | N/A | N/A
Nuclear SMR | NYISO_Downstate_K | N/A | N/A | N/A | N/A
Nuclear SMR | HQ | N/A | N/A | N/A | N/A
Nuclear SMR | PJM | N/A | N/A | N/A | N/A
Nuclear SMR | IESO | N/A | N/A | N/A | N/A
Nuclear SMR | ISO-NE | N/A | N/A | N/A | N/A
O/CCGT: H2 Retrofit | NYISO_Upstate_A-E | N/A | N/A | N/A | N/A
O/CCGT: H2 Retrofit | NYISO_Upstate_F | N/A | N/A | N/A | N/A
O/CCGT: H2 Retrofit | NYISO_Downstate_G-I | N/A | N/A | N/A | N/A
O/CCGT: H2 Retrofit | NYISO_Downstate_J | N/A | N/A | N/A | N/A
O/CCGT: H2 Retrofit | NYISO_Downstate_K | N/A | N/A | N/A | N/A
O/CCGT: H2 Retrofit | HQ | N/A | N/A | N/A | N/A
O/CCGT: H2 Retrofit | PJM | N/A | N/A | N/A | N/A
O/CCGT: H2 Retrofit | IESO | N/A | N/A | N/A | N/A
O/CCGT: H2 Retrofit | ISO-NE | N/A | N/A | N/A | N/A
O/CCGT: Hydrogen | NYISO_Upstate_A-E | N/A | N/A | N/A | N/A
O/CCGT: Hydrogen | NYISO_Upstate_F | N/A | N/A | N/A | N/A
O/CCGT: Hydrogen | NYISO_Downstate_G-I | N/A | N/A | N/A | N/A
O/CCGT: Hydrogen | NYISO_Downstate_J | N/A | N/A | N/A | N/A
O/CCGT: Hydrogen | NYISO_Downstate_K | N/A | N/A | N/A | N/A
O/CCGT: Hydrogen | HQ | N/A | N/A | N/A | N/A
O/CCGT: Hydrogen | PJM | N/A | N/A | N/A | N/A
O/CCGT: Hydrogen | IESO | N/A | N/A | N/A | N/A
O/CCGT: Hydrogen | ISO-NE | N/A | N/A | N/A | N/A
O/CCGT: Natural Gas | NYISO_Upstate_A-E | N/A | N/A | 0 | 0
O/CCGT: Natural Gas | NYISO_Upstate_F | N/A | N/A | 0 | 0
O/CCGT: Natural Gas | NYISO_Downstate_G-I | N/A | N/A | 0 | 0
O/CCGT: Natural Gas | NYISO_Downstate_J | N/A | N/A | 0 | 0
O/CCGT: Natural Gas | NYISO_Downstate_K | N/A | N/A | 0 | 0
O/CCGT: Natural Gas | HQ | N/A | N/A | N/A | N/A
O/CCGT: Natural Gas | PJM | N/A | N/A | N/A | N/A
O/CCGT: Natural Gas | IESO | N/A | N/A | N/A | N/A
O/CCGT: Natural Gas | ISO-NE | N/A | N/A | N/A | N/A
Solar: Commercial BTM | NYISO_Upstate_A-E | N/A | N/A | N/A | N/A
Solar: Commercial BTM | NYISO_Upstate_F | N/A | N/A | N/A | N/A
Solar: Commercial BTM | NYISO_Downstate_G-I | N/A | N/A | N/A | N/A
Solar: Commercial BTM | NYISO_Downstate_J | N/A | N/A | N/A | N/A
Solar: Commercial BTM | NYISO_Downstate_K | N/A | N/A | N/A | N/A
Solar: Commercial BTM | HQ | N/A | N/A | N/A | N/A
Solar: Commercial BTM | PJM | N/A | N/A | N/A | N/A
Solar: Commercial BTM | IESO | N/A | N/A | N/A | N/A
Solar: Commercial BTM | ISO-NE | N/A | N/A | N/A | N/A
Solar: Residential BTM | NYISO_Upstate_A-E | 0 | 3868 | 6000 | 8102
Solar: Residential BTM | NYISO_Upstate_F | 0 | 1326.6667 | 2100 | 2778.6667
Solar: Residential BTM | NYISO_Downstate_G-I | 0 | 1186.6667 | 2700 | 4172.6667
Solar: Residential BTM | NYISO_Downstate_J | 0 | 717.5 | 1600 | 2523.5
Solar: Residential BTM | NYISO_Downstate_K | 0 | 1235 | 2600 | 4341
Solar: Residential BTM | HQ | 0 | N/A | N/A | N/A
Solar: Residential BTM | PJM | 0 | N/A | N/A | N/A
Solar: Residential BTM | IESO | 0 | N/A | N/A | N/A
Solar: Residential BTM | ISO-NE | 0 | N/A | N/A | N/A
Solar: Utility-scale | NYISO_Upstate_A-E | 212 | 8489 | 40000 | 69680
Solar: Utility-scale | NYISO_Upstate_F | 40 | 18 | 7500 | 15447
Solar: Utility-scale | NYISO_Downstate_G-I | 25 | 25 | 1500 | 3093
Solar: Utility-scale | NYISO_Downstate_J | 0 | 0 | 0 | 0
Solar: Utility-scale | NYISO_Downstate_K | 32 | 77 | 700 | 1409
Solar: Utility-scale | HQ | 0 | N/A | N/A | N/A
Solar: Utility-scale | PJM | 1779 | N/A | N/A | N/A
Solar: Utility-scale | IESO | 478 | N/A | N/A | N/A
Solar: Utility-scale | ISO-NE | 4400 | N/A | N/A | N/A
Storage: Battery 4hr | NYISO_Upstate_A-E | N/A | N/A | N/A | N/A
Storage: Battery 4hr | NYISO_Upstate_F | N/A | N/A | N/A | N/A
Storage: Battery 4hr | NYISO_Downstate_G-I | N/A | N/A | N/A | N/A
Storage: Battery 4hr | NYISO_Downstate_J | N/A | N/A | N/A | N/A
Storage: Battery 4hr | NYISO_Downstate_K | N/A | N/A | N/A | N/A
Storage: Battery 4hr | HQ | N/A | N/A | N/A | N/A
Storage: Battery 4hr | PJM | N/A | N/A | N/A | N/A
Storage: Battery 4hr | IESO | N/A | N/A | N/A | N/A
Storage: Battery 4hr | ISO-NE | N/A | N/A | N/A | N/A
Storage: Battery 8hr | NYISO_Upstate_A-E | N/A | N/A | N/A | N/A
Storage: Battery 8hr | NYISO_Upstate_F | N/A | N/A | N/A | N/A
Storage: Battery 8hr | NYISO_Downstate_G-I | N/A | N/A | N/A | N/A
Storage: Battery 8hr | NYISO_Downstate_J | N/A | N/A | N/A | N/A
Storage: Battery 8hr | NYISO_Downstate_K | N/A | N/A | N/A | N/A
Storage: Battery 8hr | HQ | N/A | N/A | N/A | N/A
Storage: Battery 8hr | PJM | N/A | N/A | N/A | N/A
Storage: Battery 8hr | IESO | N/A | N/A | N/A | N/A
Storage: Battery 8hr | ISO-NE | N/A | N/A | N/A | N/A
Storage: H2 Retrofit | NYISO_Upstate_A-E | N/A | N/A | N/A | N/A
Storage: H2 Retrofit | NYISO_Upstate_F | N/A | N/A | N/A | N/A
Storage: H2 Retrofit | NYISO_Downstate_G-I | N/A | N/A | N/A | N/A
Storage: H2 Retrofit | NYISO_Downstate_J | N/A | N/A | N/A | N/A
Storage: H2 Retrofit | NYISO_Downstate_K | N/A | N/A | N/A | N/A
Storage: H2 Retrofit | HQ | N/A | N/A | N/A | N/A
Storage: H2 Retrofit | PJM | N/A | N/A | N/A | N/A
Storage: H2 Retrofit | IESO | N/A | N/A | N/A | N/A
Storage: H2 Retrofit | ISO-NE | N/A | N/A | N/A | N/A
Storage: Hydrogen | NYISO_Upstate_A-E | N/A | N/A | N/A | N/A
Storage: Hydrogen | NYISO_Upstate_F | N/A | N/A | N/A | N/A
Storage: Hydrogen | NYISO_Downstate_G-I | N/A | N/A | N/A | N/A
Storage: Hydrogen | NYISO_Downstate_J | N/A | N/A | N/A | N/A
Storage: Hydrogen | NYISO_Downstate_K | N/A | N/A | N/A | N/A
Storage: Hydrogen | HQ | N/A | N/A | N/A | N/A
Storage: Hydrogen | PJM | N/A | N/A | N/A | N/A
Storage: Hydrogen | IESO | N/A | N/A | N/A | N/A
Storage: Hydrogen | ISO-NE | N/A | N/A | N/A | N/A
Storage: Natural Gas | NYISO_Upstate_A-E | N/A | N/A | N/A | N/A
Storage: Natural Gas | NYISO_Upstate_F | N/A | N/A | N/A | N/A
Storage: Natural Gas | NYISO_Downstate_G-I | N/A | N/A | N/A | N/A
Storage: Natural Gas | NYISO_Downstate_J | N/A | N/A | N/A | N/A
Storage: Natural Gas | NYISO_Downstate_K | N/A | N/A | N/A | N/A
Storage: Natural Gas | HQ | N/A | N/A | N/A | N/A
Storage: Natural Gas | PJM | N/A | N/A | N/A | N/A
Storage: Natural Gas | IESO | N/A | N/A | N/A | N/A
Storage: Natural Gas | ISO-NE | N/A | N/A | N/A | N/A
Storage: Pumped Hydro | NYISO_Upstate_A-E | 268 | 268 | 268 | 268
Storage: Pumped Hydro | NYISO_Upstate_F | 1167 | 1167 | 1167 | 1167
Storage: Pumped Hydro | NYISO_Downstate_G-I | 0 | 0 | 0 | 0
Storage: Pumped Hydro | NYISO_Downstate_J | 0 | 0 | 0 | 0
Storage: Pumped Hydro | NYISO_Downstate_K | 0 | 0 | 0 | 0
Storage: Pumped Hydro | HQ | N/A | N/A | N/A | N/A
Storage: Pumped Hydro | PJM | N/A | N/A | N/A | N/A
Storage: Pumped Hydro | IESO | N/A | N/A | N/A | N/A
Storage: Pumped Hydro | ISO-NE | N/A | N/A | N/A | N/A
Wind: Offshore | NYISO_Upstate_A-E | 0 | 0 | 0 | 0
Wind: Offshore | NYISO_Upstate_F | 0 | 0 | 0 | 0
Wind: Offshore | NYISO_Downstate_G-I | 0 | 0 | 0 | 0
Wind: Offshore | NYISO_Downstate_J | N/A | N/A | N/A | N/A
Wind: Offshore | NYISO_Downstate_K | 0 | 6300 | 6750 | 7200
Wind: Offshore | HQ | N/A | N/A | N/A | N/A
Wind: Offshore | PJM | N/A | N/A | N/A | N/A
Wind: Offshore | IESO | N/A | N/A | N/A | N/A
Wind: Offshore | ISO-NE | N/A | N/A | N/A | N/A
Wind: Onshore | NYISO_Upstate_A-E | 1917 | 5037 | 13500 | 21996
Wind: Onshore | NYISO_Upstate_F | 0 | 155.3266 | 1000 | 1863.6235
Wind: Onshore | NYISO_Downstate_G-I | 0 | 69.0692 | 500 | 909.0037
Wind: Onshore | NYISO_Downstate_J | 0 | 0 | 0 | 0
Wind: Onshore | NYISO_Downstate_K | 0 | 13 | 70 | 121
Wind: Onshore | HQ | 3508 | 3348 | 3348 | 3348
Wind: Onshore | PJM | 1529 | 3418.8 | 3418.8 | 3418.8
Wind: Onshore | IESO | 4783 | 3048.4 | 3048.4 | 3048.4
Wind: Onshore | ISO-NE | 1400 | N/A | N/A | N/A

## Transportation
Transportation
Notes:
Parameter | Units | Source | Link
NYS VMT | Million Miles | Integration Analysis Appendix 1: "Activity Drivers"
NY Shares of VMT | Million Miles | DOT FHWA Highway Statistics 2020 FHA VM-2 | https://www.fhwa.dot.gov/policyinformation/statistics/2020/
NYS VMT Shares by Vehicle Type | % | DOT FHWA Highway Statistics 2020 VM-4 | https://www.fhwa.dot.gov/policyinformation/statistics/2020/
2021 Vehicle Stock by Technology | % | Integration Analysis Appendix 2: "LDV/MDHD"
NY Vehicle Registrations by County | # | NYS DMV | https://dmv.ny.gov/statistic/2018reginforce-web.pdf
Bus Technology Shares | % | American Public Transportation Association, 2021 Public Transportation Fact Book | https://www.apta.com/wp-content/uploads/APTA-2021-Fact-Book.pdf
NYS Vehicle Miles Travelled (VMT)
(Million mi) | 2021 | 2025 | 2030 | 2035 | 2040 | 2045 | 2050
Total VMT | 126 | 130 | 136 | 141 | 147 | 154 | 160
LDV | 111 | 115 | 120 | 125 | 130 | 136 | 142
Bus | 1 | 1 | 1 | 1 | 1 | 1 | 1
MDHD | 14 | 14 | 15 | 15 | 16 | 17 | 17
NYS VMT Shares by Vehicle Type
DOT Classification | Vehicle Type | % share
Motorcycles | LDV | 0.955%
Passenger Cars | LDV | 68.95%
Light trucks | LDV | 18.25%
Buses | Bus | 0.6709%
Single-Unit Trucks | MDHD | 3.669%
Combination Trucks | MDHD | 7.507%
NYS Vehicle Stock by Model Region
Model Region | LDV | Bus | MDHD
A-E | 34.36% | 24.96% | 52.92%
F | 7.178% | 3.389% | 10.28%
G | 9.796% | 9.276% | 8.392%
I | 6.573% | 6.349% | 3.586%
J | 20.1% | 32.79% | 10.13%
K | 21.99% | 23.24% | 14.69%
2021 NYS Vehicle Stock by Technology Type (% share)
Technology | LDV | Bus | MDHD
Battery Electric | 0.4368% | 0% | 0.04009%
CNG | 0.01644% | 30% | 0.4339%
Diesel | 7.355% | 68% | 65.41%
Gasoline | 92.19% | 2% | 34.07%
Hydrogen Fuel Cell | 9.02e-06% | 0.0497% | 0.0497%
Vehicle Miles Travelled (VMT) by Technology Type (Thousand Miles)
Region | Transport Type | Technology | 2021 | 2025 | 2030 | 2035 | 2040 | 2045 | 2050
A-E | LDV | Electricity | 167 | 6243 | 11426 | 18710 | 26788 | 33939 | 43852
F | LDV | Electricity | 35 | 1305 | 2387 | 3909 | 5597 | 7091 | 9163
GHI | LDV | Electricity | 80 | 2975 | 5444 | 8914 | 12763 | 16170 | 20893
J | LDV | Electricity | 98 | 3653 | 6686 | 10948 | 15676 | 19860 | 25661
K | LDV | Electricity | 107 | 3997 | 7315 | 11978 | 17149 | 21727 | 28073
A-E | LDV | Hydrogen | 0 | 678 | 1256 | 2068 | 2969 | 3767 | 4872
F | LDV | Hydrogen | 0 | 142 | 262 | 432 | 620 | 787 | 1018
GHI | LDV | Hydrogen | 0 | 323 | 598 | 985 | 1415 | 1795 | 2321
J | LDV | Hydrogen | 0 | 397 | 735 | 1210 | 1737 | 2204 | 2851
K | LDV | Hydrogen | 0 | 434 | 804 | 1324 | 1901 | 2411 | 3119
A-E | LDV | Diesel | 2811 | 2864 | 2729 | 1738 | 468 | 75 | 0
F | LDV | Diesel | 587 | 598 | 570 | 363 | 98 | 16 | 0
GHI | LDV | Diesel | 1339 | 1365 | 1300 | 828 | 223 | 36 | 0
J | LDV | Diesel | 1645 | 1676 | 1597 | 1017 | 274 | 44 | 0
K | LDV | Diesel | 1800 | 1833 | 1747 | 1113 | 299 | 48 | 0
A-E | LDV | Natural Gas | 6 | 6 | 6 | 4 | 1 | 0 | 0
F | LDV | Natural Gas | 1 | 1 | 1 | 1 | 0 | 0 | 0
GHI | LDV | Natural Gas | 3 | 3 | 3 | 2 | 0 | 0 | 0
J | LDV | Natural Gas | 4 | 4 | 4 | 2 | 1 | 0 | 0
K | LDV | Natural Gas | 4 | 4 | 4 | 2 | 1 | 0 | 0
A-E | LDV | Gasoline | 35236 | 29730 | 25793 | 20452 | 14583 | 8944 | 0
F | LDV | Gasoline | 7362 | 6212 | 5389 | 4273 | 3047 | 1869 | 0
GHI | LDV | Gasoline | 16788 | 14165 | 12289 | 9744 | 6948 | 4261 | 0
J | LDV | Gasoline | 20619 | 17397 | 15093 | 11968 | 8533 | 5234 | 0
K | LDV | Gasoline | 22557 | 19032 | 16512 | 13093 | 9336 | 5726 | 0
A-E | Bus | Electricity | 0 | 2 | 16 | 75 | 149 | 177 | 189
F | Bus | Electricity | 0 | 0 | 2 | 10 | 20 | 24 | 26
GHI | Bus | Electricity | 0 | 1 | 10 | 47 | 93 | 111 | 118
J | Bus | Electricity | 0 | 3 | 21 | 98 | 196 | 232 | 248
K | Bus | Electricity | 0 | 2 | 15 | 70 | 139 | 165 | 176
A-E | Bus | Hydrogen | 0 | 1 | 7 | 32 | 64 | 76 | 81
F | Bus | Hydrogen | 0 | 0 | 1 | 4 | 9 | 10 | 11
GHI | Bus | Hydrogen | 0 | 1 | 4 | 20 | 40 | 47 | 51
J | Bus | Hydrogen | 0 | 1 | 9 | 42 | 84 | 100 | 106
K | Bus | Hydrogen | 0 | 1 | 6 | 30 | 59 | 71 | 75
A-E | Bus | Biodiesel | 13 | 14 | 13 | 8 | 2 | 0 | 0
F | Bus | Biodiesel | 2 | 2 | 2 | 1 | 0 | 0 | 0
GHI | Bus | Biodiesel | 8 | 8 | 8 | 5 | 1 | 0 | 0
J | Bus | Biodiesel | 18 | 18 | 17 | 11 | 3 | 0 | 0
K | Bus | Biodiesel | 12 | 13 | 12 | 8 | 2 | 0 | 0
A-E | Bus | Diesel | 130 | 132 | 126 | 80 | 22 | 3 | 0
F | Bus | Diesel | 18 | 18 | 17 | 11 | 3 | 0 | 0
GHI | Bus | Diesel | 81 | 83 | 79 | 50 | 14 | 2 | 0
J | Bus | Diesel | 171 | 174 | 166 | 106 | 28 | 5 | 0
K | Bus | Diesel | 121 | 123 | 117 | 75 | 20 | 3 | 0
A-E | Bus | Natural Gas | 64 | 65 | 62 | 39 | 11 | 2 | 0
F | Bus | Natural Gas | 9 | 9 | 8 | 5 | 1 | 0 | 0
GHI | Bus | Natural Gas | 40 | 41 | 39 | 25 | 7 | 1 | 0
J | Bus | Natural Gas | 84 | 85 | 81 | 52 | 14 | 2 | 0
K | Bus | Natural Gas | 59 | 60 | 58 | 37 | 10 | 2 | 0
A-E | Bus | Gasoline | 4 | 4 | 4 | 3 | 1 | 0 | 0
F | Bus | Gasoline | 1 | 1 | 1 | 0 | 0 | 0 | 0
GHI | Bus | Gasoline | 3 | 3 | 3 | 2 | 0 | 0 | 0
J | Bus | Gasoline | 6 | 6 | 5 | 4 | 1 | 0 | 0
K | Bus | Gasoline | 4 | 4 | 4 | 2 | 1 | 0 | 0
A-E | MDHD | Electricity | 3 | 49 | 324 | 1513 | 3004 | 3570 | 3806
F | MDHD | Electricity | 1 | 9 | 63 | 294 | 584 | 694 | 739
GHI | MDHD | Electricity | 0 | 8 | 53 | 246 | 489 | 580 | 618
J | MDHD | Electricity | 1 | 9 | 62 | 290 | 575 | 684 | 729
K | MDHD | Electricity | 1 | 14 | 90 | 420 | 834 | 991 | 1057
A-E | MDHD | Hydrogen | 4 | 70 | 469 | 2193 | 4356 | 5176 | 5519
F | MDHD | Hydrogen | 1 | 14 | 91 | 426 | 846 | 1006 | 1072
GHI | MDHD | Hydrogen | 1 | 11 | 76 | 357 | 709 | 841 | 896
J | MDHD | Hydrogen | 1 | 13 | 90 | 420 | 834 | 991 | 1057
K | MDHD | Hydrogen | 1 | 19 | 130 | 609 | 1209 | 1437 | 1532
A-E | MDHD | (bio)-LNG/CNG | 0 | 2 | 16 | 76 | 150 | 178 | 190
F | MDHD | (bio)-LNG/CNG | 0 | 0 | 3 | 15 | 29 | 35 | 37
GHI | MDHD | (bio)-LNG/CNG | 0 | 0 | 3 | 12 | 24 | 29 | 31
J | MDHD | (bio)-LNG/CNG | 0 | 0 | 3 | 14 | 29 | 34 | 36
K | MDHD | (bio)-LNG/CNG | 0 | 1 | 4 | 21 | 42 | 50 | 53
A-E | MDHD | Diesel | 4882 | 4973 | 4738 | 3018 | 812 | 131 | 0
F | MDHD | Diesel | 948 | 966 | 921 | 586 | 158 | 25 | 0
GHI | MDHD | Diesel | 798 | 812 | 773 | 491 | 132 | 21 | 0
J | MDHD | Diesel | 935 | 952 | 907 | 578 | 155 | 25 | 0
K | MDHD | Diesel | 1355 | 1381 | 1316 | 838 | 225 | 36 | 0
A-E | MDHD | Natural Gas | 32 | 33 | 31 | 20 | 5 | 1 | 0
F | MDHD | Natural Gas | 6 | 6 | 6 | 4 | 1 | 0 | 0
GHI | MDHD | Natural Gas | 5 | 5 | 5 | 3 | 1 | 0 | 0
J | MDHD | Natural Gas | 6 | 6 | 6 | 4 | 1 | 0 | 0
K | MDHD | Natural Gas | 9 | 9 | 9 | 6 | 1 | 0 | 0
A-E | MDHD | Gasoline | 2543 | 2591 | 2468 | 1572 | 423 | 68 | 0
F | MDHD | Gasoline | 494 | 503 | 480 | 305 | 82 | 13 | 0
GHI | MDHD | Gasoline | 415 | 423 | 402 | 256 | 69 | 11 | 0
J | MDHD | Gasoline | 487 | 496 | 473 | 301 | 81 | 13 | 0
K | MDHD | Gasoline | 706 | 719 | 685 | 436 | 117 | 19 | 0

## Industry
Industry
Notes: | The NYCAC Integration Analysis is the source for this information and growth rates only apply to New York. The assumptions do not model decarbonization of industry in other regions. The model considers different industrial sectors in aggregate, but the sector types were used to form the foundation of the analysis.
Parameter | Units | Source | Link
Demand growth | % | NYCAC Integration Analysis | https://climate.ny.gov/-/media/Project/Climate/Files/IA-Tech-Supplement-Annex-1-Input-Assumptions.xlsx
Energy efficiency | % | NYCAC Integration Analysis | https://climate.ny.gov/-/media/Project/Climate/Files/IA-Tech-Supplement-Annex-1-Input-Assumptions.xlsx
2018 energy demand | TBtu | NYCAC Integration Analysis | https://climate.ny.gov/-/media/Project/Climate/Files/IA-Tech-Supplement-Annex-1-Input-Assumptions.xlsx
2018 Energy Demand (TBtu)
All Sources | Coking Coal | Diesel | Electricity | Kerosene | Liquid Petroleum Gas | LPG NonEnergy | Misc Petroleum | Natural Gas | Natural Gas NonEnergy | Other Coal | Petroleum Coke | Residual Fuel Oil | Waste | Wood | Lubricants and Waxes
Agriculture | 0 | 1.1 | 4.28 | 0 | 0.14 | 0 | 0 | 0 | 0 | 0 | 0 | 0.82 | 0 | 0 | 0
Construction | 0 | 5.82 | 8.35 | 0 | 0.1 | 0 | 0 | 5.99 | 0 | 0 | 0 | 0 | 0 | 0 | 0
Aluminum | 0 | 0.01 | 0.5 | 0 | 0 | 0 | 0 | 3.58 | 0 | 0 | 0 | 0.01 | 0 | 0 | 0
Bulk Chemicals | 0 | 0.02 | 4.68 | 0 | 0 | 2.37 | 0 | 8.27 | 2.87 | 0 | 0 | 0 | 0 | 0 | 0
Cement and Lime | 0 | 0 | 0.48 | 0 | 0 | 0 | 0 | 0.35 | 0 | 5.92 | 0 | 0 | 0 | 0 | 0
Food | 0 | 0.11 | 4.62 | 0 | 0 | 0 | 0 | 10.21 | 0 | 0 | 0 | 0.24 | 0 | 0 | 0
Glass | 0 | 0.01 | 1.03 | 0 | 0 | 0 | 0 | 5.68 | 0 | 0 | 0 | 0 | 0 | 0 | 0
Iron and Steel | 2.42 | 0 | 3.51 | 0 | 0 | 0 | 0 | 5.19 | 0 | 1.39 | 0 | 0 | 0 | 0 | 0
Metal Based Durables | 0 | 0.09 | 9.99 | 0 | 0.02 | 0 | 0 | 10.69 | 0 | 0 | 0 | 0.02 | 0 | 0 | 0
Mining | 0 | 0.26 | 2.54 | 0 | 0 | 0 | 0 | 6.46 | 0 | 0 | 0 | 0.29 | 0 | 0 | 0
Other Manufacturing | 0 | 0.31 | 11.04 | 0.7 | 0.02 | 0 | 4.37 | 16.7 | 0 | 0 | 9.38 | 0.16 | 5.63 | 0 | 3.29
Paper | 0 | 0.01 | 3.98 | 0 | 0 | 0 | 0 | 15.46 | 0 | 0 | 0 | 1 | 0 | 18.34 | 0
Plastics | 0 | 0 | 4.25 | 0 | 0.01 | 0 | 0 | 1.74 | 0 | 0 | 0 | 0 | 0 | 0 | 0
Wood Products | 0 | 0.05 | 3.16 | 0 | 0.01 | 0 | 0 | 1.43 | 0 | 0 | 0 | 0 | 0 | 0 | 0
Total | 2.42 | 7.79 | 62.41 | 0.7 | 0.3 | 2.37 | 4.37 | 91.75 | 2.87 | 7.31 | 9.38 | 2.54 | 5.63 | 18.34 | 3.29
Demand Growth
Industry Sector | Energy Consumption Average Annual Growth Rate (2018-2050) | Source / Methodology
Agriculture | 1.6% | AEO 2021 Agriculture growth
Construction | 1.4% | AEO 2021 Construction growth rate
Aluminum | 0.3% | AEO 2021 Aluminum growth
Bulk Chemicals | 1.2% | AEO 2021 Bulk Chemicals growth
Cement and Lime | -1.9% | AEO 2021 Cement and Lime growth
Food | 1.2% | AEO 2021 Food Industry growth
Glass | -0.1% | AEO 2021 Glass Industry growth
Iron and Steel | -0.7% | AEO 2021 Iron and Steel growth
Metal Based Durables | 0.8% | AEO 2021 Metal Based Durables: Fabricated Metal Products growth
Mining | 0.7% | AEO 2021 Mining growth
Other Manufacturing | 1.4% | AEO 2021 Other Manufacturing (Balance of Manufacturing) growth
Paper | 0% | AEO 2021 Paper Industry growth
Plastics | 1.2% | AEO 2021 Other Manufacturing (Plastics Consumption) growth
Wood Products | 1% | AEO 2021 Other Manufacturing (Wood Products Consumption) growth
Energy Efficiency
Targeting 20% energy efficiency by 2030, and 40% by 2050
Energy Efficiency
Industry Sector | 2020 | 2030 | 2040 | 2050 |  | Annual Growth Rate through 2030 | Annual Growth Rate through 2050
Agriculture | 1 | 0.80055 | 0.69528 | 0.60385 |  | -2.2% | -1.4%
Construction | 1 | 0.80055 | 0.69528 | 0.60385 |  | -2.2% | -1.4%
Aluminum | 1 | 0.80055 | 0.69528 | 0.60385 |  | -2.2% | -1.4%
Bulk Chemicals | 1 | 0.80055 | 0.69528 | 0.60385 |  | -2.2% | -1.4%
Cement and Lime | 1 | 0.80055 | 0.69528 | 0.60385 |  | -2.2% | -1.4%
Food | 1 | 0.80055 | 0.69528 | 0.60385 |  | -2.2% | -1.4%
Glass | 1 | 0.80055 | 0.69528 | 0.60385 |  | -2.2% | -1.4%
Iron and Steel | 1 | 0.80055 | 0.69528 | 0.60385 |  | -2.2% | -1.4%
Metal Based Durables | 1 | 0.80055 | 0.69528 | 0.60385 |  | -2.2% | -1.4%
Mining | 1 | 0.80055 | 0.69528 | 0.60385 |  | -2.2% | -1.4%
Other Manufacturing | 1 | 0.80055 | 0.69528 | 0.60385 |  | -2.2% | -1.4%
Paper | 1 | 0.80055 | 0.69528 | 0.60385 |  | -2.2% | -1.4%
Plastics | 1 | 0.80055 | 0.69528 | 0.60385 |  | -2.2% | -1.4%
Wood Products | 1 | 0.80055 | 0.69528 | 0.60385 |  | -2.2% | -1.4%
2020 Energy Demand (tBtu) Shown by Fuel Type and Category
All Sources | Coking Coal | Diesel | Electricity | Kerosene | Liquid Petroleum Gas | LPG NonEnergy | Misc Petroleum | Natural Gas | Natural Gas NonEnergy | Other Coal | Petroleum Coke | Residual Fuel Oil | Waste | Wood | Lubricants and Waxes
Category | Coal | Other FF | Electricity | Other FF | Other FF | Other FF | Other FF | Methane | Methane | Coal | Other FF | Other FF | Other | Biomass | Other
Agriculture | 0 | 1.14 | 4.42 | 0 | 0.14 | 0 | 0 | 0 | 0 | 0 | 0 | 0.85 | 0 | 0 | 0
Construction | 0 | 5.98 | 8.59 | 0 | 0.1 | 0 | 0 | 6.16 | 0 | 0 | 0 | 0 | 0 | 0 | 0
Aluminum | 0 | 0.01 | 0.5 | 0 | 0 | 0 | 0 | 3.6 | 0 | 0 | 0 | 0.01 | 0 | 0 | 0
Bulk Chemicals | 0 | 0.02 | 4.79 | 0 | 0 | 2.43 | 0 | 8.47 | 2.94 | 0 | 0 | 0 | 0 | 0 | 0
Cement and Lime | 0 | 0 | 0.46 | 0 | 0 | 0 | 0 | 0.34 | 0 | 5.7 | 0 | 0 | 0 | 0 | 0
Food | 0 | 0.11 | 4.73 | 0 | 0 | 0 | 0 | 10.46 | 0 | 0 | 0 | 0.25 | 0 | 0 | 0
Glass | 0 | 0.01 | 1.03 | 0 | 0 | 0 | 0 | 5.67 | 0 | 0 | 0 | 0 | 0 | 0 | 0
Iron and Steel | 2.39 | 0 | 3.46 | 0 | 0 | 0 | 0 | 5.12 | 0 | 1.37 | 0 | 0 | 0 | 0 | 0
Metal Based Durables | 0 | 0.09 | 10.15 | 0 | 0.02 | 0 | 0 | 10.86 | 0 | 0 | 0 | 0.02 | 0 | 0 | 0
Mining | 0 | 0.26 | 2.58 | 0 | 0 | 0 | 0 | 6.55 | 0 | 0 | 0 | 0.29 | 0 | 0 | 0
Other Manufacturing | 0 | 0.32 | 11.35 | 0.72 | 0.02 | 0 | 4.49 | 17.17 | 0 | 0 | 9.64 | 0.16 | 5.79 | 0 | 3.38
Paper | 0 | 0.01 | 3.98 | 0 | 0 | 0 | 0 | 15.46 | 0 | 0 | 0 | 1 | 0 | 18.34 | 0
Plastics | 0 | 0 | 4.35 | 0 | 0.01 | 0 | 0 | 1.78 | 0 | 0 | 0 | 0 | 0 | 0 | 0
Wood Products | 0 | 0.05 | 3.22 | 0 | 0.01 | 0 | 0 | 1.43 | 0 | 0 | 0 | 0 | 0 | 0 | 0
Total | 2.39 | 8.01 | 63.62 | 0.72 | 0.31 | 2.43 | 4.49 | 93.07 | 2.94 | 7.07 | 9.64 | 2.58 | 5.79 | 18.34 | 3.38
2020 Energy Demand (tBtu) Shown by Category
Industry Sector | Electricity | Methane | Hydrogen | Biomass | Coal | Other FFs | Other | Total
Agriculture | 4.4181 | 0 | 0 | 0 | 0 | 2.1264 | 0 | 6.5445
Construction | 8.5854 | 6.1589 | 0 | 0 | 0 | 6.0869 | 0 | 20.8313
Aluminum | 0.503 | 3.6015 | 0 | 0 | 0 | 0.02012 | 0 | 4.1246
Bulk Chemicals | 4.793 | 11.409 | 0 | 0 | 0 | 2.4477 | 0 | 18.6497
Cement and Lime | 0.46193 | 0.33683 | 0 | 0 | 5.6972 | 0 | 0 | 6.4959
Food | 4.7315 | 10.4565 | 0 | 0 | 0 | 0.35845 | 0 | 15.5465
Glass | 1.0279 | 5.6686 | 0 | 0 | 0 | 0.00998 | 0 | 6.7066
Iron and Steel | 3.461 | 5.1176 | 0 | 0 | 3.7568 | 0 | 0 | 12.3355
Metal Based Durables | 10.1505 | 10.8617 | 0 | 0 | 0 | 0.13209 | 0 | 21.1443
Mining | 2.5757 | 6.5508 | 0 | 0 | 0 | 0.55773 | 0 | 9.6842
Other Manufacturing | 11.3513 | 17.1709 | 0 | 0 | 0 | 15.3612 | 9.1715 | 53.0549
Paper | 3.98 | 15.46 | 0 | 18.34 | 0 | 1.01 | 0 | 38.79
Plastics | 4.3526 | 1.782 | 0 | 0 | 0 | 0.010241 | 0 | 6.1449
Wood Products | 3.2235 | 1.43 | 0 | 0 | 0 | 0.061206 | 0 | 4.7147
2020 Energy Demand (tBtu) Shown by Sector and Region
Industry Sector | NYS1 | NYS2 | NYS3 | NYS4 | NYS5 | Total
Agriculture | 2.05% | 0.1577% | 5.047% | 12.3% | 80.44% | 100%
Construction | 24.09% | 26.51% | 16.98% | 6.269% | 26.16% | 100%
Aluminum | 1.951% | 0% | 3.171% | 17.56% | 77.32% | 100%
Bulk Chemicals | 2.305% | 3.622% | 3.074% | 15.09% | 75.85% | 99.95%
Cement and Lime | 1.036% | 0% | 17.31% | 81.21% | 0.5917% | 100.1%
Food | 3.357% | 13.3% | 13.03% | 16.13% | 54.11% | 99.93%
Glass | 4.903% | 7.429% | 1.634% | 11.14% | 74.74% | 99.85%
Iron and Steel | 0.08% | 10.96% | 2.72% | 0% | 86.32% | 100.1%
Metal Based Durables | 11.2% | 6.199% | 11.92% | 4.709% | 65.98% | 100%
Mining | 4.927% | 13% | 10.17% | 3.145% | 68.87% | 100.1%
Other Manufacturing | 12.95% | 11.49% | 14.15% | 23.88% | 37.53% | 100%
Paper | 7.786% | 12.3% | 7.528% | 23.9% | 48.49% | 100%
Plastics | 7.833% | 7.667% | 5.833% | 4.833% | 74% | 100.2%
Wood Products | 16.38% | 9.698% | 5.603% | 22.84% | 45.47% | 100%
Assumptions for Sector Ability to Transition Fuels
Each sub-sector had a matrix assigned to it-- the top row represents the current fuel usage and the vertical represents its potential to be converted to another fuel source. For example, in a methane column, if the value 0.2 is shown in the electricity row, then that indicates that 20% of the sector's current-day methane use can be converted to electricity by 2050.
Agriculture
Factor matrix | Electricity | Methane | Hydrogen | Biomass | Coal | Other FFs
Electricty | 1 | 0 | 0 | 0 | 0 | 0.6
Methane | 0 | 0 | 0 | 0 | 0 | 0
Hydrogen | 0 | 0 | 0 | 0 | 0 | 0.4
Biomass | 0 | 0 | 0 | 0 | 0 | 0
Coal | 0 | 0 | 0 | 0 | 0 | 0
Other FFS | 0 | 0 | 0 | 0 | 0 | 0
Construction
Factor matrix | Electricity | Methane | Hydrogen | Biomass | Coal | Other FFs
Electricty | 1 | 0.2 | 0 | 0 | 0 | 0.7
Methane | 0 | 0.5 | 0 | 0 | 0 | 0
Hydrogen | 0 | 0.3 | 0 | 0 | 0 | 0.3
Biomass | 0 | 0 | 0 | 0 | 0 | 0
Coal | 0 | 0 | 0 | 0 | 0 | 0
Other FFS | 0 | 0 | 0 | 0 | 0 | 0
Aluminum
Factor matrix | Electricity | Methane | Hydrogen | Biomass | Coal | Other FFs
Electricty | 1 | 0.2 | 0 | 0 | 0 | 1
Methane | 0 | 0.2 | 0 | 0 | 0 | 0
Hydrogen | 0 | 0.6 | 0 | 0 | 1 | 0
Biomass | 0 | 0 | 0 | 1 | 0 | 0
Coal | 0 | 0 | 0 | 0 | 0 | 0
Other FFS | 0 | 0 | 0 | 0 | 0 | 0
Bulk Chemicals
Factor matrix | Electricity | Methane | Hydrogen | Biomass | Coal | Other FFs
Electricty | 1 | 0 | 0 | 0 | 0 | 0
Methane | 0 | 0.4 | 0 | 0 | 0 | 0
Hydrogen | 0 | 0.6 | 0 | 0 | 1 | 1
Biomass | 0 | 0 | 0 | 0 | 0 | 0
Coal | 0 | 0 | 0 | 0 | 0 | 0
Other FFS | 0 | 0 | 0 | 0 | 0 | 0
Cement and Lime
Factor matrix | Electricity | Methane | Hydrogen | Biomass | Coal | Other FFs
Electricty | 1 | 1 | 0 | 0 | 0.2 | 0.2
Methane | 0 | 0 | 0 | 0 | 0 | 0
Hydrogen | 0 | 0 | 0 | 0 | 0.8 | 0.8
Biomass | 0 | 0 | 0 | 0 | 0 | 0
Coal | 0 | 0 | 0 | 0 | 0 | 0
Other FFS | 0 | 0 | 0 | 0 | 0 | 0
Food
Factor matrix | Electricity | Methane | Hydrogen | Biomass | Coal | Other FFs
Electricty | 1 | 0.2 | 0 | 0 | 0 | 0.3
Methane | 0 | 0 | 0 | 0 | 0 | 0
Hydrogen | 0 | 0.8 | 0 | 0 | 0 | 0.7
Biomass | 0 | 0 | 0 | 0 | 0 | 0
Coal | 0 | 0 | 0 | 0 | 0 | 0
Other FFS | 0 | 0 | 0 | 0 | 0 | 0
Glass
Factor matrix | Electricity | Methane | Hydrogen | Biomass | Coal | Other FFs
Electricty | 1 | 0.2 | 0 | 0 | 0 | 1
Methane | 0 | 0.2 | 0 | 0 | 0 | 0
Hydrogen | 0 | 0.6 | 0 | 0 | 1 | 0
Biomass | 0 | 0 | 0 | 1 | 0 | 0
Coal | 0 | 0 | 0 | 0 | 0 | 0
Other FFS | 0 | 0 | 0 | 0 | 0 | 0
Iron and Steel
Factor matrix | Electricity | Methane | Hydrogen | Biomass | Coal | Other FFs
Electricty | 1 | 0 | 0 | 0 | 0 | 0
Methane | 0 | 0 | 0 | 0 | 0 | 0
Hydrogen | 0 | 1 | 0 | 0 | 1 | 1
Biomass | 0 | 0 | 0 | 0 | 0 | 0
Coal | 0 | 0 | 0 | 0 | 0 | 0
Other FFS | 0 | 0 | 0 | 0 | 0 | 0
Metal Based Durables
Factor matrix | Electricity | Methane | Hydrogen | Biomass | Coal | Other FFs
Electricty | 1 | 0.2 | 0 | 0 | 0 | 1
Methane | 0 | 0.2 | 0 | 0 | 0 | 0
Hydrogen | 0 | 0.6 | 0 | 0 | 1 | 0
Biomass | 0 | 0 | 0 | 1 | 0 | 0
Coal | 0 | 0 | 0 | 0 | 0 | 0
Other FFS | 0 | 0 | 0 | 0 | 0 | 0
Mining
Factor matrix | Electricity | Methane | Hydrogen | Biomass | Coal | Other FFs
Electricty | 1 | 0.5 | 0 | 0 | 0 | 0.8
Methane | 0 | 0.1 | 0 | 0 | 0 | 0
Hydrogen | 0 | 0.4 | 0 | 0 | 0 | 0.2
Biomass | 0 | 0 | 0 | 0 | 0 | 0
Coal | 0 | 0 | 0 | 0 | 0 | 0
Other FFS | 0 | 0 | 0 | 0 | 0 | 0
Other Manufacturing
Factor matrix | Electricity | Methane | Hydrogen | Biomass | Coal | Other FFs
Electricty | 1 | 0.4 | 0 | 0 | 0 | 0.5
Methane | 0 | 0.2 | 0 | 0 | 0 | 0
Hydrogen | 0 | 0.4 | 0 | 0 | 0 | 0.5
Biomass | 0 | 0 | 0 | 1 | 0 | 0
Coal | 0 | 0 | 0 | 0 | 0 | 0
Other FFS | 0 | 0 | 0 | 0 | 0 | 0
Paper
Factor matrix | Electricity | Methane | Hydrogen | Biomass | Coal | Other FFs
Electricty | 1 | 0 | 0 | 0 | 0 | 1
Methane | 0 | 0.231 | 0 | 0 | 0 | 0
Hydrogen | 0 | 0.769 | 0 | 0 | 0 | 0
Biomass | 0 | 0 | 0 | 1 | 0 | 0
Coal | 0 | 0 | 0 | 0 | 0 | 0
Other FFS | 0 | 0 | 0 | 0 | 0 | 0
Plastics
Factor matrix | Electricity | Methane | Hydrogen | Biomass | Coal | Other FFs
Electricty | 1 | 0 | 0 | 0 | 0 | 0
Methane | 0 | 0.4 | 0 | 0 | 0 | 0
Hydrogen | 0 | 0.6 | 0 | 0 | 1 | 1
Biomass | 0 | 0 | 0 | 0 | 0 | 0
Coal | 0 | 0 | 0 | 0 | 0 | 0
Other FFS | 0 | 0 | 0 | 0 | 0 | 0
Wood Products
Factor matrix | Electricity | Methane | Hydrogen | Biomass | Coal | Other FFs
Electricty | 1 | 0 | 0 | 0 | 0 | 1
Methane | 0 | 0.231 | 0 | 0 | 0 | 0
Hydrogen | 0 | 0.769 | 0 | 0 | 0 | 0
Biomass | 0 | 0 | 0 | 1 | 0 | 0
Coal | 0 | 0 | 0 | 0 | 0 | 0
Other FFS | 0 | 0 | 0 | 0 | 0 | 0