## Help
Incentive Calculator Help
Refer here for help with this incentive calculator, and guidance on where to find more information about other parts of the submission process
| Incentive Calculator Notes | More Information Can Be Found At:
NYScleanheat - SaveEnergy.NY.gov
| Remember: Partial Load Systems (total combined maximum heating capacity at design temperature) meet <90% of the building's heating BTU needs | https://saveenergy.ny.gov/NYScleanheat/assets/pdf/NYS-Clean-Heat-Program-Manual.pdf
| Remember: Full Load Systems ideally meet between 90% – 120% of the building's heating BTU needs…BUT projects >120% BHL may still be eligible to receive incentive funds at a derated, lesser amount | To become an approved contractor, email NYSCleanHeat@icf.com
▪ BTUs @ NEEP 5° are used for incentive calculations ONLY. ▪ The NEEP 5° figure(s) comes from the MAX column (under "Performance Specs") on your equipment's NEEP sheet.
▪ If Contractors don't have manufacturer data on the equipment at their Manual J temperature, contractors should interpolate the design capacity using the capacity estimator with either Manufacturer or NEEP data from temperatures close to the Manual J temp. One of temperatures used to interpolate should be below the Manual J temp, and the other should be above.

## Incentive Calculator
NYS Clean Heat Prescriptive Incentive Calculator (For Category 1, 2, 2A, 2B and 3 Prescriptive Applications) | [11 empty] | This spreadsheet is intended to calculate incentive amounts for NYS Clean Heat Projects as determined by the NYS Clean Heat Program Manual and subsequent revisions. These calculations, though intended to be accurate, are not guaranteed.
Project Details |  |  |  |  | Instructions | [7 empty] | Outputs
Project Name: |  |  |  |  | Please fill in the Green Cells below to see your Incentive. Orange Cells auto-populate. Include at least one unit in the unit details section. Not all lines need to be filled. Version: 1.3 Version Date: 12.15.2021
Customer Utility |  | Choose One | [10 empty] | Potential Incentive Amount
What are you installing? |  | Choose One | [10 empty] | Total Incentive Amount:
Install Date | [12 empty] | Customer Incentive:
Total Project Cost | [12 empty] | Contractor Incentive:
Project Zip Code
Recommended Weather Station |  | Add Valid Zip Code
[8 empty] | Partial Load |  |  |  |  | Incentive amount per Unit
| Building Heating Load |  | Building Cooling Load |  | Total System Heating Capacity at Design Temp |  | Total System Cooling Capacity at Design Temp | Heating Ratio |  | Cooling Ratio
Man J Loads: |  |  |  |  | 0 |  | 0 | 0%
Man J Temps: | [12 empty] | The Total Incentive is calculated from multiplying the number or units installed by their incentive amount(s)
Recommended Man J Temps: |  |  |  |  | There is an allowable range of +/- 5°
NEEP MAX Heating Capacity @ 5°F (for rebate) | Outdoor Condenser | Model # or AHRI/NEEP # | Heating Capacity (MAX) @ Design Temp | Cooling Capacity (MIN) @ Design Temp | Heating Load of Zone Served | Cooling Load of Zone Served |  | Outdoor Condenser BTU Estimators for Equipment Capacity @ Design Temp Use best data from manufacturer, NEEP, or AHRI below
Recommended Manual J Temperatures
[13 empty] | Heating | Cooling
| UNIT 1 | [6 empty] | Heating |  | Degree | Max BTUs
| UNIT 2 | [7 empty] | Nearest COLDER data =
| UNIT 3 | [7 empty] | (Man J) Design Temp = |  |  | <-- Inferred capacity | Required Snow depth
| UNIT 4 | [7 empty] | Nearest WARMER data = |  |  |  | Your heat pump must be at least
UNIT 5
| UNIT 6 | [6 empty] | Cooling |  | Degree | Min BTUs |  | off the ground.
| UNIT 7 | [7 empty] | Nearest COLDER data =
| UNIT 8 | [7 empty] | (Man J) Design Temp = |  |  | <-- Inferred capacity
| UNIT 9 | [7 empty] | Nearest WARMER data =
UNIT 10
| UNIT 11 | [6 empty] | Heating |  | Degree | Max BTUs
Check your Manufacturer data or NEEP or AHRI Certificate for your rebate and capacity information! | [8 empty] | Nearest COLDER data =
[9 empty] | (Man J) Design Temp = |  |  | <-- Inferred capacity
Nearest WARMER data =
[8 empty] | Cooling |  | Degree | Min BTUs
Nearest COLDER data =
[9 empty] | (Man J) Design Temp = |  |  | <-- Inferred capacity
For program specifics, refer to https://saveenergy.ny.gov/NYScleanheat/ | [8 empty] | Nearest WARMER data =
To become an approved contractor, email NYSCleanHeat@icf.com
Questions? Contact your ICF account manager for Choose One | [7 empty] | Heating |  | Degree | Max BTUs
Nearest COLDER data =
[9 empty] | (Man J) Design Temp = |  |  | <-- Inferred capacity
Nearest WARMER data =
[8 empty] | Cooling |  | Degree | Min BTUs
Nearest COLDER data =
[9 empty] | (Man J) Design Temp = |  |  | <-- Inferred capacity
Nearest WARMER data =
Click for AHRI Website
Click for NEEP Website
Click Here for Help Calculating BTUs at design temperature

## Calc Table (hidden)
Inputs | [5 empty] | Choose OneChoose One | Partial | Contractor (per unit) | Whole home | Contractor (per project) |  |  |  | HPWH Bonus? | Choose OneHPWH | #N/A
Zip Code | 0 |  |  |  |  | Before 7/1 Incentives | #N/A | #N/A | #N/A | #N/A |  |  |  | Desuperheater Bonus? | Choose OneDesuperheater | #N/A
Utility | Choose One |  |  |  |  | After 7/1 Incentives | #N/A | #N/A | #N/A | #N/A |  |  |  | Desuperheater +HPWH | Choose OneHPWH+Desuperheater | #N/A
[6 empty] | After 9/1 Incentives | #N/A | #N/A | #N/A | #N/A
Measure | Choose One |  |  |  |  | After 3/1 Incentives | #N/A | #N/A | #N/A | #N/A |  |  |  | Snow Depth | #N/A
Date | After 9/1 | 0 |  |  |  | Incentive Calculations |  | #DIV/0! | #DIV/0!
WS | Add Valid Zip Code |  |  |  |  | Measures | ASHP | GSHP | Desuperheater | HPWH | DHW WWHP | Custom | ASHP + HPWH | ASHP + Decommissioning | ASHP + Integrated Controls | ASHP + Decommissioning w/ HPWH | ASHP + Integrated Controls w/ HPWH | GSHP + Desuperheater | GSHP + HPWH + Desuperheater | GSHP + HPWH
Moratorium? | [5 empty] | Total Incentive | #DIV/0! | #DIV/0! | Not DSH | Not HPWH | Not DPW | #DIV/0! | Not ASHP | #DIV/0! | #DIV/0! | #DIV/0! | #DIV/0! | #DIV/0!
Concat | Choose OneChoose One |  |  |  |  | Customer Incentive | #DIV/0! | #DIV/0! | Not DSH | Not HPWH | Not DPW | #DIV/0! | #DIV/0! | #DIV/0! | #DIV/0! | #DIV/0! | #DIV/0! | #DIV/0! | #VALUE! | #VALUE!
BHL | 0
BCL | 0 |  |  |  |  | Total Incentive:
Unit Data | Model # | Heat Cap(max) @ Design Temp | Cool Cap (lowest speed) @ Design Temp | BTU's @ NEEP 5° |  | Customer Incentive: |  |  |  |  | Table For User Tab
Unit 1 | [5 empty] | Contractor Incentive: |  |  |  |  | #DIV/0! | #DIV/0! | Do not touch
Unit 2 | [10 empty] | #DIV/0! | #DIV/0!
Unit 3
Unit 4
Unit 5
Unit 6 | [6 empty] | 0
7
Choose OneChoose One |  |  |  |  | 8 | Included:
Zips for Moratorium |  |  |  |  | 9 | Moratorium | I Have 600 extra/10000
10502 |  |  |  |  | 10 | HPWH + ASHP Bonus
10503 |  |  |  |  | 11 | Custom Projects
10504
10506
10507 | [5 empty] | Wait for vaiables
10510 | [5 empty] | Have it be able to recreate incentives in Vision
10514 | [5 empty] | DON’T DO 2020 projects
10522
10523
10528
10530
10532
10533
10536
10538
10543
10545
10549
10550
10552
10553
10562
10570
10573
10577
10580
10583
10591
10594
10595
10601
10603
10604
10605
10606
10607
10610
10701
10702
10703
10704
10705
10706
10707
10708
10709
10710
10801
10802
10803
10804
10805

## Incentives (hidden)
Incentives |  | Updated as of: | 2021-11-17
Before 7/1 | [5 empty] | After 7/1 | [5 empty] | After 9/1 |  |  |  |  | After 3/1
ASHP | Partial | Contractor (per unit) | Whole home | Contractor (per project) |  | ASHP | Partial | Contractor (per unit) | Whole home | Contractor (per project) |  | ASHP | Partial | Contractor (per unit) | Whole home | Contractor (per project) | ASHP | Partial | Contractor (per unit) | Whole home | Contractor (per project)
Central HudsonASHP | 800 | 100 | 1300 | 500 |  | Central HudsonASHP | 500 | 100 | 1300 | 500 |  | Central HudsonASHP | 500 | 100 | 1300 | 500 | Central HudsonASHP | 200 | 100 | 500 | 300
ConEdASHP | 500 | 250 | 2000 | 1000 |  | ConEdASHP | 500 | 250 | 2000 | 1000 |  | ConEdASHP | 250 | 125 | 1000 | 500 | ConEdASHP | 100 | 50 | 500 | 300
National GridASHP | 500 | 100 | 1000 | 500 |  | National GridASHP | 500 | 100 | 1000 | 500 |  | National GridASHP | 500 | 100 | 1000 | 500 | National GridASHP | 500 | 100 | 1000 | 500
NYSEGASHP | 500 | 100 | 1000 | 500 |  | NYSEGASHP | 500 | 100 | 1000 | 500 |  | NYSEGASHP | 500 | 100 | 1000 | 500 | NYSEGASHP | 500 | 100 | 1000 | 500
O&RASHP | 500 | 250 | 1600 | 500 |  | O&RASHP | 500 | 250 | 1600 | 500 |  | O&RASHP | 500 | 250 | 1600 | 500 | O&RASHP | 200 | 100 | 700 | 500
RGEASHP | 500 | 100 | 1000 | 500 |  | RGEASHP | 500 | 100 | 1000 | 500 |  | RGEASHP | 500 | 100 | 1000 | 500 | RGEASHP | 500 | 100 | 1000 | 500
ConEdASHPMoratorium | 500 | 250 | 2000 | 1000 |  | ConEdASHPMoratorium | 500 | 250 | 2600 | 1000 |  | ConEdASHPMoratorium | 250 | 125 | 1300 | 500 | ConEdASHPMoratorium | 100 | 50 | 500 | 300
O&RASHPMoratorium | 500 | 250 | 1600 | 500 |  | O&RASHPMoratorium | 500 | 250 | 1600 | 500 |  | O&RASHPMoratorium | 500 | 250 | 1600 | 500 | O&RASHPMoratorium | 200 | 100 | 700 | 500
[6 empty] | 0 | [5 empty] | 0 |  |  |  |  | 0
GSHP | Partial | Contractor | Whole Home | Contractor |  | GSHP | Partial | Contractor | Whole Home | Contractor |  | GSHP | Partial | Contractor | Whole Home | Contractor | GSHP | Partial | Contractor | Whole Home | Contractor
Central HudsonGSHP | N/A | N/A | 2000 | 500 |  | Central HudsonGSHP | N/A | N/A | 2000 | 500 |  | Central HudsonGSHP | N/A | N/A | 2000 | 500 | Central HudsonGSHP | N/A | N/A | 2000 | 500
ConEdGSHP | N/A | N/A | 2850 | 500 |  | ConEdGSHP | N/A | N/A | 5000 | 500 |  | ConEdGSHP | N/A | N/A | 5000 | 500 | ConEdGSHP | N/A | N/A | 5000 | 500
National GridGSHP | N/A | N/A | 1500 | 500 |  | National GridGSHP | N/A | N/A | 1500 | 500 |  | National GridGSHP | N/A | N/A | 1500 | 500 | National GridGSHP | N/A | N/A | 1500 | 500
NYSEGGSHP | N/A | N/A | 1500 | 500 |  | NYSEGGSHP | N/A | N/A | 1500 | 500 |  | NYSEGGSHP | N/A | N/A | 1500 | 500 | NYSEGGSHP | N/A | N/A | 1500 | 500
O&RGSHP | N/A | N/A | 2000 | 500 |  | O&RGSHP | N/A | N/A | 2000 | 500 |  | O&RGSHP | N/A | N/A | 2000 | 500 | O&RGSHP | N/A | N/A | 2000 | 500
RGEGSHP | N/A | N/A | 1500 | 500 |  | RGEGSHP | N/A | N/A | 1500 | 500 |  | RGEGSHP | N/A | N/A | 1500 | 500 | RGEGSHP | N/A | N/A | 1500 | 500
ConEdGSHPMoratorium | N/A | N/A | 2850 | 500 |  | ConEdGSHPMoratorium | N/A | N/A | 6500 | 500 |  | ConEdGSHPMoratorium | N/A | N/A | 6500 | 500 | ConEdGSHPMoratorium | N/A | N/A | 6500 | 500
O&RGSHPMoratorium | N/A | N/A | 2000 | 500 |  | O&RGSHPMoratorium | N/A | N/A | 2000 | 500 |  | O&RGSHPMoratorium | N/A | N/A | 2000 | 500 | O&RGSHPMoratorium | N/A | N/A | 2000 | 500
[6 empty] | 0 | [5 empty] | 0 |  |  |  |  | 0
HPWH | /Unit |  |  |  |  | HPWH | /Unit |  |  |  |  | HPWH | /Unit |  |  |  | HPWH | /Unit
Central HudsonHPWH | 1000 |  |  |  |  | Central HudsonHPWH | 1000 |  |  |  |  | Central HudsonHPWH | 1000 |  |  |  | Central HudsonHPWH | 1000
ConEdHPWH | 1000 |  |  |  |  | ConEdHPWH | 1000 |  |  |  |  | ConEdHPWH | 1000 |  |  |  | ConEdHPWH | 1000
National GridHPWH | 700 |  |  |  |  | National GridHPWH | 700 |  |  |  |  | National GridHPWH | 700 |  |  |  | National GridHPWH | 700
NYSEGHPWH | 700 |  |  |  |  | NYSEGHPWH | 700 |  |  |  |  | NYSEGHPWH | 700 |  |  |  | NYSEGHPWH | 700
O&RHPWH | 1000 |  |  |  |  | O&RHPWH | 1000 |  |  |  |  | O&RHPWH | 1000 |  |  |  | O&RHPWH | 1000
RGEHPWH | 700 |  |  |  |  | RGEHPWH | 700 |  |  |  |  | RGEHPWH | 700 |  |  |  | RGEHPWH | 700
ConEdHPWHMoratorium | 1000 |  |  |  |  | ConEdHPWHMoratorium | 1300 |  |  |  |  | ConEdHPWHMoratorium | 1300 |  |  |  | ConEdHPWHMoratorium | 1300
O&RHPWHMoratorium | 1000 |  |  |  |  | O&RHPWHMoratorium | 1000 |  |  |  |  | O&RHPWHMoratorium | 1000 |  |  |  | O&RHPWHMoratorium | 1000
[6 empty] | 0 | [5 empty] | 0 |  |  |  |  | 0
ASHP + HPWH | Partial | Contractor (per unit) | Whole home | Contractor (per project) |  | ASHP + HPWH | Partial | Contractor (per unit) | Whole home | Contractor (per project) |  | ASHP + HPWH | Partial | Contractor (per unit) | Whole home | Contractor (per project) | ASHP + HPWH | Partial | Contractor (per unit) | Whole home | Contractor (per project)
Central HudsonASHP + HPWH | 800 | 100 | 1300 | 500 |  | Central HudsonASHP + HPWH | 500 | 100 | 1300 | 500 |  | Central HudsonASHP + HPWH | 500 | 100 | 1300 | 500 | Central HudsonASHP + HPWH | 200 | 100 | 500 | 300
ConEdASHP + HPWH | 500 | 250 | 2000 | 1000 |  | ConEdASHP + HPWH | 500 | 250 | 2000 | 1000 |  | ConEdASHP + HPWH | 250 | 125 | 1000 | 500 | ConEdASHP + HPWH | 100 | 50 | 500 | 300
National GridASHP + HPWH | 500 | 100 | 1000 | 500 |  | National GridASHP + HPWH | 500 | 100 | 1000 | 500 |  | National GridASHP + HPWH | 500 | 100 | 1000 | 500 | National GridASHP + HPWH | 500 | 100 | 1000 | 500
NYSEGASHP + HPWH | 500 | 100 | 1000 | 500 |  | NYSEGASHP + HPWH | 500 | 100 | 1000 | 500 |  | NYSEGASHP + HPWH | 500 | 100 | 1000 | 500 | NYSEGASHP + HPWH | 500 | 100 | 1000 | 500
O&RASHP + HPWH | 500 | 250 | 1600 | 500 |  | O&RASHP + HPWH | 500 | 250 | 1600 | 500 |  | O&RASHP + HPWH | 500 | 250 | 1600 | 500 | O&RASHP + HPWH | 200 | 100 | 700 | 500
RGEASHP + HPWH | 500 | 100 | 1000 | 500 |  | RGEASHP + HPWH | 500 | 100 | 1000 | 500 |  | RGEASHP + HPWH | 500 | 100 | 1000 | 500 | RGEASHP + HPWH | 500 | 100 | 1000 | 500
ConEdASHP + HPWHMoratorium | 500 | 250 | 2000 | 1000 |  | ConEdASHP + HPWHMoratorium | 500 | 250 | 2600 | 1000 |  | ConEdASHP + HPWHMoratorium | 250 | 125 | 1300 | 500 | ConEdASHP + HPWHMoratorium | 100 | 50 | 500 | 300
O&RASHP + HPWHMoratorium | 500 | 250 | 1600 | 500 |  | O&RASHP + HPWHMoratorium | 500 | 250 | 1600 | 500 |  | O&RASHP + HPWHMoratorium | 500 | 250 | 1600 | 500 | O&RASHP + HPWHMoratorium | 200 | 100 | 700 | 500
[6 empty] | 0 | [5 empty] | 0 |  |  |  |  | 0
Desuperheater | /Unit |  |  |  |  | Desuperheater | /Unit |  |  |  |  | Desuperheater | /Unit |  |  |  | Desuperheater | /Unit
Central HudsonDesuperheater | 150 |  |  |  |  | Central HudsonDesuperheater | 150 |  |  |  |  | Central HudsonDesuperheater | 150 |  |  |  | Central HudsonDesuperheater | 150
ConEdDesuperheater | 150 |  |  |  |  | ConEdDesuperheater | 150 |  |  |  |  | ConEdDesuperheater | 150 |  |  |  | ConEdDesuperheater | 150
National GridDesuperheater | 100 |  |  |  |  | National GridDesuperheater | 100 |  |  |  |  | National GridDesuperheater | 100 |  |  |  | National GridDesuperheater | 100
NYSEGDesuperheater | 100 |  |  |  |  | NYSEGDesuperheater | 100 |  |  |  |  | NYSEGDesuperheater | 100 |  |  |  | NYSEGDesuperheater | 100
O&RDesuperheater | 150 |  |  |  |  | O&RDesuperheater | 150 |  |  |  |  | O&RDesuperheater | 150 |  |  |  | O&RDesuperheater | 150
RGEDesuperheater | 100 |  |  |  |  | RGEDesuperheater | 100 |  |  |  |  | RGEDesuperheater | 100 |  |  |  | RGEDesuperheater | 100
ConEdDesuperheaterMoratorium | 150 |  |  |  |  | ConEdDesuperheaterMoratorium | 200 |  |  |  |  | ConEdDesuperheaterMoratorium | 200 |  |  |  | ConEdDesuperheaterMoratorium | 200
O&RDesuperheaterMoratorium | 150 |  |  |  |  | O&RDesuperheaterMoratorium | 150 |  |  |  |  | O&RDesuperheaterMoratorium | 150 |  |  |  | O&RDesuperheaterMoratorium | 150
[6 empty] | 0 | [5 empty] | 0 |  |  |  |  | 0
DHW WWHP | /Unit |  |  |  |  | DHW WWHP | /Unit |  |  |  |  | DHW WWHP | /Unit |  |  |  | DHW WWHP | /Unit
Central HudsonDHW WWHP | 1000 |  |  |  |  | Central HudsonDHW WWHP | 1000 |  |  |  |  | Central HudsonDHW WWHP | 1000 |  |  |  | Central HudsonDHW WWHP | 1000
ConEdDHW WWHP | 1000 |  |  |  |  | ConEdDHW WWHP | 1000 |  |  |  |  | ConEdDHW WWHP | 1000 |  |  |  | ConEdDHW WWHP | 1000
National GridDHW WWHP | 900 |  |  |  |  | National GridDHW WWHP | 900 |  |  |  |  | National GridDHW WWHP | 900 |  |  |  | National GridDHW WWHP | 900
NYSEGDHW WWHP | 900 |  |  |  |  | NYSEGDHW WWHP | 900 |  |  |  |  | NYSEGDHW WWHP | 900 |  |  |  | NYSEGDHW WWHP | 900
O&RDHW WWHP | 1000 |  |  |  |  | O&RDHW WWHP | 1000 |  |  |  |  | O&RDHW WWHP | 1000 |  |  |  | O&RDHW WWHP | 1000
RGEDHW WWHP | 900 |  |  |  |  | RGEDHW WWHP | 900 |  |  |  |  | RGEDHW WWHP | 900 |  |  |  | RGEDHW WWHP | 900
ConEdDHW WWHPMoratorium | 1000 |  |  |  |  | ConEdDHW WWHPMoratorium | 1300 |  |  |  |  | ConEdDHW WWHPMoratorium | 1300 |  |  |  | ConEdDHW WWHPMoratorium | 1050
O&RDHW WWHPMoratorium | 1000 |  |  |  |  | O&RDHW WWHPMoratorium | 1000 |  |  |  |  | O&RDHW WWHPMoratorium | 1000 |  |  |  | O&RDHW WWHPMoratorium | 1000
[6 empty] | 0 | [5 empty] | 0 |  |  |  |  | 0
ASHP + Decommissioning w/ HPWH | [5 empty] | ASHP + Decommissioning w/ HPWH | Partial | Contractor (per unit) | Whole home | Contractor (per project) |  | ASHP + Decommissioning w/ HPWH | Partial | Contractor (per unit) | Whole home | Contractor (per project) | ASHP + Decommissioning w/ HPWH | Partial | Contractor (per unit) | Whole home | Contractor (per project)
Central HudsonASHP + Decommissioning w/ HPWH | 800 | 100 | 1300 | 500 |  | Central HudsonASHP + Decommissioning w/ HPWH | 500 | 100 | 1300 | 500 |  | Central HudsonASHP + Decommissioning w/ HPWH | 500 | 100 | 1300 | 500 | Central HudsonASHP + Decommissioning w/ HPWH | 200 | 100 | 1000 | 500
ConEdASHP + Decommissioning w/ HPWH | 500 | 250 | 2000 | 1000 |  | ConEdASHP + Decommissioning w/ HPWH | 500 | 250 | 5000 | 3500 |  | ConEdASHP + Decommissioning w/ HPWH | 250 | 125 | 5000 | 3500 | ConEdASHP + Decommissioning w/ HPWH | 100 | 50 | 2700 | 2500
National GridASHP + Decommissioning w/ HPWH | 500 | 100 | 1000 | 500 |  | National GridASHP + Decommissioning w/ HPWH | 500 | 100 | 1000 | 500 |  | National GridASHP + Decommissioning w/ HPWH | 500 | 100 | 1000 | 500 | National GridASHP + Decommissioning w/ HPWH | 500 | 100 | 1000 | 500
NYSEGASHP + Decommissioning w/ HPWH | 500 | 100 | 1000 | 500 |  | NYSEGASHP + Decommissioning w/ HPWH | 500 | 100 | 1000 | 500 |  | NYSEGASHP + Decommissioning w/ HPWH | 500 | 100 | 1000 | 500 | NYSEGASHP + Decommissioning w/ HPWH | 500 | 100 | 1000 | 500
O&RASHP + Decommissioning w/ HPWH | 500 | 250 | 1600 | 500 |  | O&RASHP + Decommissioning w/ HPWH | 500 | 250 | 2400 | 1000 |  | O&RASHP + Decommissioning w/ HPWH | 500 | 250 | 2400 | 1000 | O&RASHP + Decommissioning w/ HPWH | 200 | 100 | 1800 | 1000
RGEASHP + Decommissioning w/ HPWH | 500 | 100 | 1000 | 500 |  | RGEASHP + Decommissioning w/ HPWH | 500 | 100 | 1000 | 500 |  | RGEASHP + Decommissioning w/ HPWH | 500 | 100 | 1000 | 500 | RGEASHP + Decommissioning w/ HPWH | 500 | 100 | 1000 | 500
ConEdASHP + Decommissioning w/ HPWHMoratorium | 500 | 250 | 2000 | 1000 |  | ConEdASHP + Decommissioning w/ HPWHMoratorium | 500 | 250 | 6500 | 3500 |  | ConEdASHP + Decommissioning w/ HPWHMoratorium | 250 | 125 | 6500 | 3500 | ConEdASHP + Decommissioning w/ HPWHMoratorium | 100 | 50 | 3000 | 2500
O&RASHP + Decommissioning w/ HPWHMoratorium | 500 | 250 | 1600 | 500 |  | O&RASHP + Decommissioning w/ HPWHMoratorium | 500 | 250 | 2400 | 1000 |  | O&RASHP + Decommissioning w/ HPWHMoratorium | 500 | 250 | 2400 | 1000 | O&RASHP + Decommissioning w/ HPWHMoratorium | 200 | 100 | 1800 | 1000
[6 empty] | 0 | [5 empty] | 0 |  |  |  |  | 0
ASHP + Decommissioning | Partial | Contractor (per unit) | Whole home | Contractor (per project) |  | ASHP + Decommissioning | Partial | Contractor (per unit) | Whole home | Contractor (per project) |  | ASHP + Decommissioning | Partial | Contractor (per unit) | Whole home | Contractor (per project) | ASHP + Decommissioning | Partial | Contractor (per unit) | Whole home | Contractor (per project)
Central HudsonASHP + Decommissioning | 800 | 100 | 1300 | 500 |  | Central HudsonASHP + Decommissioning | 500 | 100 | 1300 | 500 |  | Central HudsonASHP + Decommissioning | 500 | 100 | 1300 | 500 | Central HudsonASHP + Decommissioning | 200 | 100 | 1000 | 500
ConEdASHP + Decommissioning | 500 | 250 | 2000 | 1000 |  | ConEdASHP + Decommissioning | 500 | 250 | 5000 | 3500 |  | ConEdASHP + Decommissioning | 250 | 125 | 5000 | 3500 | ConEdASHP + Decommissioning | 100 | 50 | 2700 | 2500
National GridASHP + Decommissioning | 500 | 100 | 1000 | 500 |  | National GridASHP + Decommissioning | 500 | 100 | 1000 | 500 |  | National GridASHP + Decommissioning | 500 | 100 | 1000 | 500 | National GridASHP + Decommissioning | 500 | 100 | 1000 | 500
NYSEGASHP + Decommissioning | 500 | 100 | 1000 | 500 |  | NYSEGASHP + Decommissioning | 500 | 100 | 1000 | 500 |  | NYSEGASHP + Decommissioning | 500 | 100 | 1000 | 500 | NYSEGASHP + Decommissioning | 500 | 100 | 1000 | 500
O&RASHP + Decommissioning | 500 | 250 | 1600 | 500 |  | O&RASHP + Decommissioning | 500 | 250 | 2400 | 1000 |  | O&RASHP + Decommissioning | 500 | 250 | 2400 | 1000 | O&RASHP + Decommissioning | 200 | 100 | 1800 | 1000
RGEASHP + Decommissioning | 500 | 100 | 1000 | 500 |  | RGEASHP + Decommissioning | 500 | 100 | 1000 | 500 |  | RGEASHP + Decommissioning | 500 | 100 | 1000 | 500 | RGEASHP + Decommissioning | 500 | 100 | 1000 | 500
ConEdASHP + DecommissioningMoratorium | 500 | 250 | 2000 | 1000 |  | ConEdASHP + DecommissioningMoratorium | 500 | 250 | 6500 | 3500 |  | ConEdASHP + DecommissioningMoratorium | 250 | 125 | 6500 | 3500 | ConEdASHP + DecommissioningMoratorium | 100 | 50 | 3000 | 2500
O&RASHP + DecommissioningMoratorium | 500 | 250 | 1600 | 500 |  | O&RASHP + DecommissioningMoratorium | 500 | 250 | 2400 | 1000 |  | O&RASHP + DecommissioningMoratorium | 500 | 250 | 2400 | 1000 | O&RASHP + DecommissioningMoratorium | 200 | 100 | 1800 | 1000
[6 empty] | 0 | [5 empty] | 0 |  |  |  |  | 0
ASHP + Integrated Controls w/ HPWH | Partial | Contractor (per unit) | Whole home | Contractor (per project) |  | ASHP + Integrated Controls w/ HPWH | Partial | Contractor (per unit) | Whole home | Contractor (per project) |  | ASHP + Integrated Controls w/ HPWH | Partial | Contractor (per unit) | Whole home | Contractor (per project) | ASHP + Integrated Controls w/ HPWH | Partial | Contractor (per unit) | Whole home | Contractor (per project)
Central HudsonASHP + Integrated Controls w/ HPWH | 800 | 100 | 1300 | 500 |  | Central HudsonASHP + Integrated Controls w/ HPWH | 500 | 100 | 1300 | 500 |  | Central HudsonASHP + Integrated Controls w/ HPWH | 500 | 100 | 1300 | 500 | Central HudsonASHP + Integrated Controls w/ HPWH | 200 | 100 | 500 | 300
ConEdASHP + Integrated Controls w/ HPWH | 500 | 250 | 2000 | 1000 |  | ConEdASHP + Integrated Controls w/ HPWH | 500 | 250 | 3500 | 2000 |  | ConEdASHP + Integrated Controls w/ HPWH | 250 | 125 | 3500 | 2000 | ConEdASHP + Integrated Controls w/ HPWH | 100 | 50 | 1000 | 750
National GridASHP + Integrated Controls w/ HPWH | 500 | 100 | 1000 | 500 |  | National GridASHP + Integrated Controls w/ HPWH | 500 | 100 | 1000 | 500 |  | National GridASHP + Integrated Controls w/ HPWH | 500 | 100 | 1000 | 500 | National GridASHP + Integrated Controls w/ HPWH | 500 | 100 | 1000 | 500
NYSEGASHP + Integrated Controls w/ HPWH | 500 | 100 | 1000 | 500 |  | NYSEGASHP + Integrated Controls w/ HPWH | 500 | 100 | 1000 | 500 |  | NYSEGASHP + Integrated Controls w/ HPWH | 500 | 100 | 1000 | 500 | NYSEGASHP + Integrated Controls w/ HPWH | 500 | 100 | 1000 | 500
O&RASHP + Integrated Controls w/ HPWH | 500 | 250 | 1600 | 500 |  | O&RASHP + Integrated Controls w/ HPWH | 500 | 250 | 2400 | 1000 |  | O&RASHP + Integrated Controls w/ HPWH | 500 | 250 | 2400 | 1000 | O&RASHP + Integrated Controls w/ HPWH | 200 | 100 | 1200 | 750
RGEASHP + Integrated Controls w/ HPWH | 500 | 100 | 1000 | 500 |  | RGEASHP + Integrated Controls w/ HPWH | 500 | 100 | 1000 | 500 |  | RGEASHP + Integrated Controls w/ HPWH | 500 | 100 | 1000 | 500 | RGEASHP + Integrated Controls w/ HPWH | 500 | 100 | 1000 | 500
ConEdASHP + Integrated Controls w/ HPWHMoratorium | 500 | 250 | 2000 | 1000 |  | ConEdASHP + Integrated Controls w/ HPWHMoratorium | 500 | 250 | 4500 | 2000 |  | ConEdASHP + Integrated Controls w/ HPWHMoratorium | 250 | 125 | 4500 | 2000 | ConEdASHP + Integrated Controls w/ HPWHMoratorium | 100 | 50 | 1250 | 750
O&RASHP + Integrated Controls w/ HPWHMoratorium | 500 | 250 | 1600 | 500 |  | O&RASHP + Integrated Controls w/ HPWHMoratorium | 500 | 250 | 2400 | 1000 |  | O&RASHP + Integrated Controls w/ HPWHMoratorium | 500 | 250 | 2400 | 1000 | O&RASHP + Integrated Controls w/ HPWHMoratorium | 200 | 100 | 1200 | 750
[6 empty] | 0 | [5 empty] | 0 |  |  |  |  | 0
ASHP + Integrated Controls | Partial | Contractor (per unit) | Whole home | Contractor (per project) |  | ASHP + Integrated Controls | Partial | Contractor (per unit) | Whole home | Contractor (per project) |  | ASHP + Integrated Controls | Partial | Contractor (per unit) | Whole home | Contractor (per project) | ASHP + Integrated Controls | Partial | Contractor (per unit) | Whole home | Contractor (per project)
Central HudsonASHP + Integrated Controls | 800 | 100 | 1300 | 500 |  | Central HudsonASHP + Integrated Controls | 500 | 100 | 1300 | 500 |  | Central HudsonASHP + Integrated Controls | 500 | 100 | 1300 | 500 | Central HudsonASHP + Integrated Controls | 200 | 100 | 500 | 300
ConEdASHP + Integrated Controls | 500 | 250 | 2000 | 1000 |  | ConEdASHP + Integrated Controls | 500 | 250 | 3500 | 2000 |  | ConEdASHP + Integrated Controls | 250 | 125 | 3500 | 2000 | ConEdASHP + Integrated Controls | 100 | 50 | 1000 | 750
National GridASHP + Integrated Controls | 500 | 100 | 1000 | 500 |  | National GridASHP + Integrated Controls | 500 | 100 | 1000 | 500 |  | National GridASHP + Integrated Controls | 500 | 100 | 1000 | 500 | National GridASHP + Integrated Controls | 500 | 100 | 1000 | 500
NYSEGASHP + Integrated Controls | 500 | 100 | 1000 | 500 |  | NYSEGASHP + Integrated Controls | 500 | 100 | 1000 | 500 |  | NYSEGASHP + Integrated Controls | 500 | 100 | 1000 | 500 | NYSEGASHP + Integrated Controls | 500 | 100 | 1000 | 500
O&RASHP + Integrated Controls | 500 | 250 | 1600 | 500 |  | O&RASHP + Integrated Controls | 500 | 250 | 2400 | 1000 |  | O&RASHP + Integrated Controls | 500 | 250 | 2400 | 1000 | O&RASHP + Integrated Controls | 200 | 100 | 1200 | 750
RGEASHP + Integrated Controls | 500 | 100 | 1000 | 500 |  | RGEASHP + Integrated Controls | 500 | 100 | 1000 | 500 |  | RGEASHP + Integrated Controls | 500 | 100 | 1000 | 500 | RGEASHP + Integrated Controls | 500 | 100 | 1000 | 500
ConEdASHP + Integrated ControlsMoratorium | 500 | 250 | 2000 | 1000 |  | ConEdASHP + Integrated ControlsMoratorium | 500 | 250 | 4500 | 2000 |  | ConEdASHP + Integrated ControlsMoratorium | 250 | 125 | 4500 | 2000 | ConEdASHP + Integrated ControlsMoratorium | 100 | 50 | 1250 | 750
O&RASHP + Integrated ControlsMoratorium | 500 | 250 | 1600 | 500 |  | O&RASHP + Integrated ControlsMoratorium | 500 | 250 | 2400 | 1000 |  | O&RASHP + Integrated ControlsMoratorium | 500 | 250 | 2400 | 1000 | O&RASHP + Integrated ControlsMoratorium | 200 | 100 | 1200 | 750
GSHP + HPWH | Partial | Contractor | Whole Home | Contractor |  | GSHP + HPWH | Partial | Contractor | Whole Home | Contractor |  | GSHP + HPWH | Partial | Contractor | Whole Home | Contractor | GSHP + HPWH | Partial | Contractor | Whole Home | Contractor
Central HudsonGSHP + HPWH | N/A | N/A | 2000 | 500 |  | Central HudsonGSHP + HPWH | N/A | N/A | 2000 | 500 |  | Central HudsonGSHP + HPWH | N/A | N/A | 2000 | 500 | Central HudsonGSHP + HPWH | N/A | N/A | 2000 | 500
ConEdGSHP + HPWH | N/A | N/A | 2850 | 500 |  | ConEdGSHP + HPWH | N/A | N/A | 5000 | 500 |  | ConEdGSHP + HPWH | N/A | N/A | 5000 | 500 | ConEdGSHP + HPWH | N/A | N/A | 5000 | 500
National GridGSHP + HPWH | N/A | N/A | 1500 | 500 |  | National GridGSHP + HPWH | N/A | N/A | 1500 | 500 |  | National GridGSHP + HPWH | N/A | N/A | 1500 | 500 | National GridGSHP + HPWH | N/A | N/A | 1500 | 500
NYSEGGSHP + HPWH | N/A | N/A | 1500 | 500 |  | NYSEGGSHP + HPWH | N/A | N/A | 1500 | 500 |  | NYSEGGSHP + HPWH | N/A | N/A | 1500 | 500 | NYSEGGSHP + HPWH | N/A | N/A | 1500 | 500
O&RGSHP + HPWH | N/A | N/A | 2000 | 500 |  | O&RGSHP + HPWH | N/A | N/A | 2000 | 500 |  | O&RGSHP + HPWH | N/A | N/A | 2000 | 500 | O&RGSHP + HPWH | N/A | N/A | 2000 | 500
RGEGSHP + HPWH | N/A | N/A | 1500 | 500 |  | RGEGSHP + HPWH | N/A | N/A | 1500 | 500 |  | RGEGSHP + HPWH | N/A | N/A | 1500 | 500 | RGEGSHP + HPWH | N/A | N/A | 1500 | 500
ConEdGSHP + HPWHMoratorium | N/A | N/A | 2850 | 500 |  | ConEdGSHP + HPWHMoratorium | N/A | N/A | 6500 | 500 |  | ConEdGSHP + HPWHMoratorium | N/A | N/A | 6500 | 500 | ConEdGSHP + HPWHMoratorium | N/A | N/A | 6500 | 500
O&RGSHP + HPWHMoratorium | N/A | N/A | 2000 | 500 |  | O&RGSHP + HPWHMoratorium | N/A | N/A | 2000 | 500 |  | O&RGSHP + HPWHMoratorium | N/A | N/A | 2000 | 500 | O&RGSHP + HPWHMoratorium | N/A | N/A | 2000 | 500
[6 empty] | 0 | [5 empty] | 0 |  |  |  |  | 0
GSHP + HPWH + Desuperheater | Partial | Contractor | Whole Home | Contractor |  | GSHP + HPWH + Desuperheater | Partial | Contractor | Whole Home | Contractor |  | GSHP + HPWH + Desuperheater | Partial | Contractor | Whole Home | Contractor | GSHP + HPWH + Desuperheater | Partial | Contractor | Whole Home | Contractor
Central HudsonGSHP + HPWH + Desuperheater | N/A | N/A | 2000 | 500 |  | Central HudsonGSHP + HPWH + Desuperheater | N/A | N/A | 2000 | 500 |  | Central HudsonGSHP + HPWH + Desuperheater | N/A | N/A | 2000 | 500 | Central HudsonGSHP + HPWH + Desuperheater | N/A | N/A | 2000 | 500
ConEdGSHP + HPWH + Desuperheater | N/A | N/A | 2850 | 500 |  | ConEdGSHP + HPWH + Desuperheater | N/A | N/A | 5000 | 500 |  | ConEdGSHP + HPWH + Desuperheater | N/A | N/A | 5000 | 500 | ConEdGSHP + HPWH + Desuperheater | N/A | N/A | 5000 | 500
National GridGSHP + HPWH + Desuperheater | N/A | N/A | 1500 | 500 |  | National GridGSHP + HPWH + Desuperheater | N/A | N/A | 1500 | 500 |  | National GridGSHP + HPWH + Desuperheater | N/A | N/A | 1500 | 500 | National GridGSHP + HPWH + Desuperheater | N/A | N/A | 1500 | 500
NYSEGGSHP + HPWH + Desuperheater | N/A | N/A | 1500 | 500 |  | NYSEGGSHP + HPWH + Desuperheater | N/A | N/A | 1500 | 500 |  | NYSEGGSHP + HPWH + Desuperheater | N/A | N/A | 1500 | 500 | NYSEGGSHP + HPWH + Desuperheater | N/A | N/A | 1500 | 500
O&RGSHP + HPWH + Desuperheater | N/A | N/A | 2000 | 500 |  | O&RGSHP + HPWH + Desuperheater | N/A | N/A | 2000 | 500 |  | O&RGSHP + HPWH + Desuperheater | N/A | N/A | 2000 | 500 | O&RGSHP + HPWH + Desuperheater | N/A | N/A | 2000 | 500
RGEGSHP + HPWH + Desuperheater | N/A | N/A | 1500 | 500 |  | RGEGSHP + HPWH + Desuperheater | N/A | N/A | 1500 | 500 |  | RGEGSHP + HPWH + Desuperheater | N/A | N/A | 1500 | 500 | RGEGSHP + HPWH + Desuperheater | N/A | N/A | 1500 | 500
ConEdGSHP + HPWH + DesuperheaterMoratorium | N/A | N/A | 2850 | 500 |  | ConEdGSHP + HPWH + DesuperheaterMoratorium | N/A | N/A | 6500 | 500 |  | ConEdGSHP + HPWH + DesuperheaterMoratorium | N/A | N/A | 6500 | 500 | ConEdGSHP + HPWH + DesuperheaterMoratorium | N/A | N/A | 6500 | 500
O&RGSHP + HPWH + DesuperheaterMoratorium | N/A | N/A | 2000 | 500 |  | O&RGSHP + HPWH + DesuperheaterMoratorium | N/A | N/A | 2000 | 500 |  | O&RGSHP + HPWH + DesuperheaterMoratorium | N/A | N/A | 2000 | 500 | O&RGSHP + HPWH + DesuperheaterMoratorium | N/A | N/A | 2000 | 500
[6 empty] | 0 | [5 empty] | 0 |  |  |  |  | 0
GSHP + Desuperheater | Partial | Contractor | Whole Home | Contractor |  | GSHP + Desuperheater | Partial | Contractor | Whole Home | Contractor |  | GSHP + Desuperheater | Partial | Contractor | Whole Home | Contractor | GSHP + Desuperheater | Partial | Contractor | Whole Home | Contractor
Central HudsonGSHP + Desuperheater | N/A | N/A | 2000 | 500 |  | Central HudsonGSHP + Desuperheater | N/A | N/A | 2000 | 500 |  | Central HudsonGSHP + Desuperheater | N/A | N/A | 2000 | 500 | Central HudsonGSHP + Desuperheater | N/A | N/A | 2000 | 500
ConEdGSHP + Desuperheater | N/A | N/A | 2850 | 500 |  | ConEdGSHP + Desuperheater | N/A | N/A | 5000 | 500 |  | ConEdGSHP + Desuperheater | N/A | N/A | 5000 | 500 | ConEdGSHP + Desuperheater | N/A | N/A | 5000 | 500
National GridGSHP + Desuperheater | N/A | N/A | 1500 | 500 |  | National GridGSHP + Desuperheater | N/A | N/A | 1500 | 500 |  | National GridGSHP + Desuperheater | N/A | N/A | 1500 | 500 | National GridGSHP + Desuperheater | N/A | N/A | 1500 | 500
NYSEGGSHP + Desuperheater | N/A | N/A | 1500 | 500 |  | NYSEGGSHP + Desuperheater | N/A | N/A | 1500 | 500 |  | NYSEGGSHP + Desuperheater | N/A | N/A | 1500 | 500 | NYSEGGSHP + Desuperheater | N/A | N/A | 1500 | 500
O&RGSHP + Desuperheater | N/A | N/A | 2000 | 500 |  | O&RGSHP + Desuperheater | N/A | N/A | 2000 | 500 |  | O&RGSHP + Desuperheater | N/A | N/A | 2000 | 500 | O&RGSHP + Desuperheater | N/A | N/A | 2000 | 500
RGEGSHP + Desuperheater | N/A | N/A | 1500 | 500 |  | RGEGSHP + Desuperheater | N/A | N/A | 1500 | 500 |  | RGEGSHP + Desuperheater | N/A | N/A | 1500 | 500 | RGEGSHP + Desuperheater | N/A | N/A | 1500 | 500
ConEdGSHP + DesuperheaterMoratorium | N/A | N/A | 2850 | 500 |  | ConEdGSHP + DesuperheaterMoratorium | N/A | N/A | 6500 | 500 |  | ConEdGSHP + DesuperheaterMoratorium | N/A | N/A | 6500 | 500 | ConEdGSHP + DesuperheaterMoratorium | N/A | N/A | 6500 | 500
O&RGSHP + DesuperheaterMoratorium | N/A | N/A | 2000 | 500 |  | O&RGSHP + DesuperheaterMoratorium | N/A | N/A | 2000 | 500 |  | O&RGSHP + DesuperheaterMoratorium | N/A | N/A | 2000 | 500 | O&RGSHP + DesuperheaterMoratorium | N/A | N/A | 2000 | 500
|  | Moratorium | Do Not Touch
For Moratoriums
Central HudsonASHPMoratorium | 800 | 100 | 1300 | 500 | 0 | Central HudsonASHPMoratorium | 500 | 100 | 1300 | 500 | 0 | Central HudsonASHPMoratorium | 500 | 100 | 1300 | 500 | Central HudsonASHPMoratorium | 200 | 100 | 500 | 300
ConEdASHPMoratorium | 500 | 250 | 2000 | 1000 | 0 | ConEdASHPMoratorium | 500 | 250 | 2000 | 1000 | 0 | ConEdASHPMoratorium | 250 | 125 | 1000 | 500 | ConEdASHPMoratorium | 100 | 50 | 500 | 300
National GridASHPMoratorium | 500 | 100 | 1000 | 500 | 0 | National GridASHPMoratorium | 500 | 100 | 1000 | 500 | 0 | National GridASHPMoratorium | 500 | 100 | 1000 | 500 | National GridASHPMoratorium | 500 | 100 | 1000 | 500
NYSEGASHPMoratorium | 500 | 100 | 1000 | 500 | 0 | NYSEGASHPMoratorium | 500 | 100 | 1000 | 500 | 0 | NYSEGASHPMoratorium | 500 | 100 | 1000 | 500 | NYSEGASHPMoratorium | 500 | 100 | 1000 | 500
O&RASHPMoratorium | 500 | 250 | 1600 | 500 | 0 | O&RASHPMoratorium | 500 | 250 | 1600 | 500 | 0 | O&RASHPMoratorium | 500 | 250 | 1600 | 500 | O&RASHPMoratorium | 200 | 100 | 700 | 500
RGEASHPMoratorium | 500 | 100 | 1000 | 500 | 0 | RGEASHPMoratorium | 500 | 100 | 1000 | 500 | 0 | RGEASHPMoratorium | 500 | 100 | 1000 | 500 | RGEASHPMoratorium | 500 | 100 | 1000 | 500
ConEdASHPMoratoriumMoratorium | 500 | 250 | 2000 | 1000 | 0 | ConEdASHPMoratoriumMoratorium | 500 | 250 | 2600 | 1000 | 0 | ConEdASHPMoratoriumMoratorium | 250 | 125 | 1300 | 500 | ConEdASHPMoratoriumMoratorium | 100 | 50 | 500 | 300
O&RASHPMoratoriumMoratorium | 500 | 250 | 1600 | 500 | 0 | O&RASHPMoratoriumMoratorium | 500 | 250 | 1600 | 500 | 0 | O&RASHPMoratoriumMoratorium | 500 | 250 | 1600 | 500 | O&RASHPMoratoriumMoratorium | 200 | 100 | 700 | 500
Moratorium | 0 | 0 | 0 | 0 | 0 | 0Moratorium | 0 | 0 | 0 | 0 | 0 | 0Moratorium | 0 | 0 | 0 | 0 | 0Moratorium | 0 | 0 | 0 | 0
GSHPMoratorium | Partial | Contractor | Whole Home | Contractor | 0 | GSHPMoratorium | Partial | Contractor | Whole Home | Contractor | 0 | GSHPMoratorium | Partial | Contractor | Whole Home | Contractor | GSHPMoratorium | Partial | Contractor | Whole Home | Contractor
Central HudsonGSHPMoratorium | N/A | N/A | 2000 | 500 | 0 | Central HudsonGSHPMoratorium | N/A | N/A | 2000 | 500 | 0 | Central HudsonGSHPMoratorium | N/A | N/A | 2000 | 500 | Central HudsonGSHPMoratorium | N/A | N/A | 2000 | 500
ConEdGSHPMoratorium | N/A | N/A | 2850 | 500 | 0 | ConEdGSHPMoratorium | N/A | N/A | 5000 | 500 | 0 | ConEdGSHPMoratorium | N/A | N/A | 5000 | 500 | ConEdGSHPMoratorium | N/A | N/A | 5000 | 500
National GridGSHPMoratorium | N/A | N/A | 1500 | 500 | 0 | National GridGSHPMoratorium | N/A | N/A | 1500 | 500 | 0 | National GridGSHPMoratorium | N/A | N/A | 1500 | 500 | National GridGSHPMoratorium | N/A | N/A | 1500 | 500
NYSEGGSHPMoratorium | N/A | N/A | 1500 | 500 | 0 | NYSEGGSHPMoratorium | N/A | N/A | 1500 | 500 | 0 | NYSEGGSHPMoratorium | N/A | N/A | 1500 | 500 | NYSEGGSHPMoratorium | N/A | N/A | 1500 | 500
O&RGSHPMoratorium | N/A | N/A | 2000 | 500 | 0 | O&RGSHPMoratorium | N/A | N/A | 2000 | 500 | 0 | O&RGSHPMoratorium | N/A | N/A | 2000 | 500 | O&RGSHPMoratorium | N/A | N/A | 2000 | 500
RGEGSHPMoratorium | N/A | N/A | 1500 | 500 | 0 | RGEGSHPMoratorium | N/A | N/A | 1500 | 500 | 0 | RGEGSHPMoratorium | N/A | N/A | 1500 | 500 | RGEGSHPMoratorium | N/A | N/A | 1500 | 500
ConEdGSHPMoratoriumMoratorium | N/A | N/A | 2850 | 500 | 0 | ConEdGSHPMoratoriumMoratorium | N/A | N/A | 6500 | 500 | 0 | ConEdGSHPMoratoriumMoratorium | N/A | N/A | 6500 | 500 | ConEdGSHPMoratoriumMoratorium | N/A | N/A | 6500 | 500
O&RGSHPMoratoriumMoratorium | N/A | N/A | 2000 | 500 | 0 | O&RGSHPMoratoriumMoratorium | N/A | N/A | 2000 | 500 | 0 | O&RGSHPMoratoriumMoratorium | N/A | N/A | 2000 | 500 | O&RGSHPMoratoriumMoratorium | N/A | N/A | 2000 | 500
Moratorium | 0 | 0 | 0 | 0 | 0 | 0Moratorium | 0 | 0 | 0 | 0 | 0 | 0Moratorium | 0 | 0 | 0 | 0 | 0Moratorium | 0 | 0 | 0 | 0
HPWHMoratorium | /Unit | 0 | 0 | 0 | 0 | HPWHMoratorium | /Unit | 0 | 0 | 0 | 0 | HPWHMoratorium | /Unit | 0 | 0 | 0 | HPWHMoratorium | /Unit | 0 | 0 | 0
Central HudsonHPWHMoratorium | 1000 | 0 | 0 | 0 | 0 | Central HudsonHPWHMoratorium | 1000 | 0 | 0 | 0 | 0 | Central HudsonHPWHMoratorium | 1000 | 0 | 0 | 0 | Central HudsonHPWHMoratorium | 1000 | 0 | 0 | 0
ConEdHPWHMoratorium | 1000 | 0 | 0 | 0 | 0 | ConEdHPWHMoratorium | 1000 | 0 | 0 | 0 | 0 | ConEdHPWHMoratorium | 1000 | 0 | 0 | 0 | ConEdHPWHMoratorium | 1000 | 0 | 0 | 0
National GridHPWHMoratorium | 700 | 0 | 0 | 0 | 0 | National GridHPWHMoratorium | 700 | 0 | 0 | 0 | 0 | National GridHPWHMoratorium | 700 | 0 | 0 | 0 | National GridHPWHMoratorium | 700 | 0 | 0 | 0
NYSEGHPWHMoratorium | 700 | 0 | 0 | 0 | 0 | NYSEGHPWHMoratorium | 700 | 0 | 0 | 0 | 0 | NYSEGHPWHMoratorium | 700 | 0 | 0 | 0 | NYSEGHPWHMoratorium | 700 | 0 | 0 | 0
O&RHPWHMoratorium | 1000 | 0 | 0 | 0 | 0 | O&RHPWHMoratorium | 1000 | 0 | 0 | 0 | 0 | O&RHPWHMoratorium | 1000 | 0 | 0 | 0 | O&RHPWHMoratorium | 1000 | 0 | 0 | 0
RGEHPWHMoratorium | 700 | 0 | 0 | 0 | 0 | RGEHPWHMoratorium | 700 | 0 | 0 | 0 | 0 | RGEHPWHMoratorium | 700 | 0 | 0 | 0 | RGEHPWHMoratorium | 700 | 0 | 0 | 0
ConEdHPWHMoratoriumMoratorium | 1000 | 0 | 0 | 0 | 0 | ConEdHPWHMoratoriumMoratorium | 1300 | 0 | 0 | 0 | 0 | ConEdHPWHMoratoriumMoratorium | 1300 | 0 | 0 | 0 | ConEdHPWHMoratoriumMoratorium | 1300 | 0 | 0 | 0
O&RHPWHMoratoriumMoratorium | 1000 | 0 | 0 | 0 | 0 | O&RHPWHMoratoriumMoratorium | 1000 | 0 | 0 | 0 | 0 | O&RHPWHMoratoriumMoratorium | 1000 | 0 | 0 | 0 | O&RHPWHMoratoriumMoratorium | 1000 | 0 | 0 | 0
Moratorium | 0 | 0 | 0 | 0 | 0 | 0Moratorium | 0 | 0 | 0 | 0 | 0 | 0Moratorium | 0 | 0 | 0 | 0 | 0Moratorium | 0 | 0 | 0 | 0
ASHP + HPWHMoratorium | Partial | Contractor (per unit) | Whole home | Contractor (per project) | 0 | ASHP + HPWHMoratorium | Partial | Contractor (per unit) | Whole home | Contractor (per project) | 0 | ASHP + HPWHMoratorium | Partial | Contractor (per unit) | Whole home | Contractor (per project) | ASHP + HPWHMoratorium | Partial | Contractor (per unit) | Whole home | Contractor (per project)
Central HudsonASHP + HPWHMoratorium | 800 | 100 | 1300 | 500 | 0 | Central HudsonASHP + HPWHMoratorium | 500 | 100 | 1300 | 500 | 0 | Central HudsonASHP + HPWHMoratorium | 500 | 100 | 1300 | 500 | Central HudsonASHP + HPWHMoratorium | 200 | 100 | 500 | 300
ConEdASHP + HPWHMoratorium | 500 | 250 | 2000 | 1000 | 0 | ConEdASHP + HPWHMoratorium | 500 | 250 | 2000 | 1000 | 0 | ConEdASHP + HPWHMoratorium | 250 | 125 | 1000 | 500 | ConEdASHP + HPWHMoratorium | 100 | 50 | 500 | 300
National GridASHP + HPWHMoratorium | 500 | 100 | 1000 | 500 | 0 | National GridASHP + HPWHMoratorium | 500 | 100 | 1000 | 500 | 0 | National GridASHP + HPWHMoratorium | 500 | 100 | 1000 | 500 | National GridASHP + HPWHMoratorium | 500 | 100 | 1000 | 500
NYSEGASHP + HPWHMoratorium | 500 | 100 | 1000 | 500 | 0 | NYSEGASHP + HPWHMoratorium | 500 | 100 | 1000 | 500 | 0 | NYSEGASHP + HPWHMoratorium | 500 | 100 | 1000 | 500 | NYSEGASHP + HPWHMoratorium | 500 | 100 | 1000 | 500
O&RASHP + HPWHMoratorium | 500 | 250 | 1600 | 500 | 0 | O&RASHP + HPWHMoratorium | 500 | 250 | 1600 | 500 | 0 | O&RASHP + HPWHMoratorium | 500 | 250 | 1600 | 500 | O&RASHP + HPWHMoratorium | 200 | 100 | 700 | 500
RGEASHP + HPWHMoratorium | 500 | 100 | 1000 | 500 | 0 | RGEASHP + HPWHMoratorium | 500 | 100 | 1000 | 500 | 0 | RGEASHP + HPWHMoratorium | 500 | 100 | 1000 | 500 | RGEASHP + HPWHMoratorium | 500 | 100 | 1000 | 500
ConEdASHP + HPWHMoratoriumMoratorium | 500 | 250 | 2000 | 1000 | 0 | ConEdASHP + HPWHMoratoriumMoratorium | 500 | 250 | 2600 | 1000 | 0 | ConEdASHP + HPWHMoratoriumMoratorium | 250 | 125 | 1300 | 500 | ConEdASHP + HPWHMoratoriumMoratorium | 100 | 50 | 500 | 300
O&RASHP + HPWHMoratoriumMoratorium | 500 | 250 | 1600 | 500 | 0 | O&RASHP + HPWHMoratoriumMoratorium | 500 | 250 | 1600 | 500 | 0 | O&RASHP + HPWHMoratoriumMoratorium | 500 | 250 | 1600 | 500 | O&RASHP + HPWHMoratoriumMoratorium | 200 | 100 | 700 | 500
Moratorium | 0 | 0 | 0 | 0 | 0 | 0Moratorium | 0 | 0 | 0 | 0 | 0 | 0Moratorium | 0 | 0 | 0 | 0 | 0Moratorium | 0 | 0 | 0 | 0
DesuperheaterMoratorium | /Unit | 0 | 0 | 0 | 0 | DesuperheaterMoratorium | /Unit | 0 | 0 | 0 | 0 | DesuperheaterMoratorium | /Unit | 0 | 0 | 0 | DesuperheaterMoratorium | /Unit | 0 | 0 | 0
Central HudsonDesuperheaterMoratorium | 150 | 0 | 0 | 0 | 0 | Central HudsonDesuperheaterMoratorium | 150 | 0 | 0 | 0 | 0 | Central HudsonDesuperheaterMoratorium | 150 | 0 | 0 | 0 | Central HudsonDesuperheaterMoratorium | 150 | 0 | 0 | 0
ConEdDesuperheaterMoratorium | 150 | 0 | 0 | 0 | 0 | ConEdDesuperheaterMoratorium | 150 | 0 | 0 | 0 | 0 | ConEdDesuperheaterMoratorium | 150 | 0 | 0 | 0 | ConEdDesuperheaterMoratorium | 150 | 0 | 0 | 0
National GridDesuperheaterMoratorium | 100 | 0 | 0 | 0 | 0 | National GridDesuperheaterMoratorium | 100 | 0 | 0 | 0 | 0 | National GridDesuperheaterMoratorium | 100 | 0 | 0 | 0 | National GridDesuperheaterMoratorium | 100 | 0 | 0 | 0
NYSEGDesuperheaterMoratorium | 100 | 0 | 0 | 0 | 0 | NYSEGDesuperheaterMoratorium | 100 | 0 | 0 | 0 | 0 | NYSEGDesuperheaterMoratorium | 100 | 0 | 0 | 0 | NYSEGDesuperheaterMoratorium | 100 | 0 | 0 | 0
O&RDesuperheaterMoratorium | 150 | 0 | 0 | 0 | 0 | O&RDesuperheaterMoratorium | 150 | 0 | 0 | 0 | 0 | O&RDesuperheaterMoratorium | 150 | 0 | 0 | 0 | O&RDesuperheaterMoratorium | 150 | 0 | 0 | 0
RGEDesuperheaterMoratorium | 100 | 0 | 0 | 0 | 0 | RGEDesuperheaterMoratorium | 100 | 0 | 0 | 0 | 0 | RGEDesuperheaterMoratorium | 100 | 0 | 0 | 0 | RGEDesuperheaterMoratorium | 100 | 0 | 0 | 0
ConEdDesuperheaterMoratoriumMoratorium | 150 | 0 | 0 | 0 | 0 | ConEdDesuperheaterMoratoriumMoratorium | 200 | 0 | 0 | 0 | 0 | ConEdDesuperheaterMoratoriumMoratorium | 200 | 0 | 0 | 0 | ConEdDesuperheaterMoratoriumMoratorium | 200 | 0 | 0 | 0
O&RDesuperheaterMoratoriumMoratorium | 150 | 0 | 0 | 0 | 0 | O&RDesuperheaterMoratoriumMoratorium | 150 | 0 | 0 | 0 | 0 | O&RDesuperheaterMoratoriumMoratorium | 150 | 0 | 0 | 0 | O&RDesuperheaterMoratoriumMoratorium | 150 | 0 | 0 | 0
Moratorium | 0 | 0 | 0 | 0 | 0 | 0Moratorium | 0 | 0 | 0 | 0 | 0 | 0Moratorium | 0 | 0 | 0 | 0 | 0Moratorium | 0 | 0 | 0 | 0
DHW WWHPMoratorium | /Unit | 0 | 0 | 0 | 0 | DHW WWHPMoratorium | /Unit | 0 | 0 | 0 | 0 | DHW WWHPMoratorium | /Unit | 0 | 0 | 0 | DHW WWHPMoratorium | /Unit | 0 | 0 | 0
Central HudsonDHW WWHPMoratorium | 1000 | 0 | 0 | 0 | 0 | Central HudsonDHW WWHPMoratorium | 1000 | 0 | 0 | 0 | 0 | Central HudsonDHW WWHPMoratorium | 1000 | 0 | 0 | 0 | Central HudsonDHW WWHPMoratorium | 1000 | 0 | 0 | 0
ConEdDHW WWHPMoratorium | 1000 | 0 | 0 | 0 | 0 | ConEdDHW WWHPMoratorium | 1000 | 0 | 0 | 0 | 0 | ConEdDHW WWHPMoratorium | 1000 | 0 | 0 | 0 | ConEdDHW WWHPMoratorium | 1000 | 0 | 0 | 0
National GridDHW WWHPMoratorium | 900 | 0 | 0 | 0 | 0 | National GridDHW WWHPMoratorium | 900 | 0 | 0 | 0 | 0 | National GridDHW WWHPMoratorium | 900 | 0 | 0 | 0 | National GridDHW WWHPMoratorium | 900 | 0 | 0 | 0
NYSEGDHW WWHPMoratorium | 900 | 0 | 0 | 0 | 0 | NYSEGDHW WWHPMoratorium | 900 | 0 | 0 | 0 | 0 | NYSEGDHW WWHPMoratorium | 900 | 0 | 0 | 0 | NYSEGDHW WWHPMoratorium | 900 | 0 | 0 | 0
O&RDHW WWHPMoratorium | 1000 | 0 | 0 | 0 | 0 | O&RDHW WWHPMoratorium | 1000 | 0 | 0 | 0 | 0 | O&RDHW WWHPMoratorium | 1000 | 0 | 0 | 0 | O&RDHW WWHPMoratorium | 1000 | 0 | 0 | 0
RGEDHW WWHPMoratorium | 900 | 0 | 0 | 0 | 0 | RGEDHW WWHPMoratorium | 900 | 0 | 0 | 0 | 0 | RGEDHW WWHPMoratorium | 900 | 0 | 0 | 0 | RGEDHW WWHPMoratorium | 900 | 0 | 0 | 0
ConEdDHW WWHPMoratoriumMoratorium | 1000 | 0 | 0 | 0 | 0 | ConEdDHW WWHPMoratoriumMoratorium | 1300 | 0 | 0 | 0 | 0 | ConEdDHW WWHPMoratoriumMoratorium | 1300 | 0 | 0 | 0 | ConEdDHW WWHPMoratoriumMoratorium | 1050 | 0 | 0 | 0
O&RDHW WWHPMoratoriumMoratorium | 1000 | 0 | 0 | 0 | 0 | O&RDHW WWHPMoratoriumMoratorium | 1000 | 0 | 0 | 0 | 0 | O&RDHW WWHPMoratoriumMoratorium | 1000 | 0 | 0 | 0 | O&RDHW WWHPMoratoriumMoratorium | 1000 | 0 | 0 | 0
Moratorium | 0 | 0 | 0 | 0 | 0 | 0Moratorium | 0 | 0 | 0 | 0 | 0 | 0Moratorium | 0 | 0 | 0 | 0 | 0Moratorium | 0 | 0 | 0 | 0
ASHP + Decommissioning w/ HPWHMoratorium | 0 | 0 | 0 | 0 | 0 | ASHP + Decommissioning w/ HPWHMoratorium | Partial | Contractor (per unit) | Whole home | Contractor (per project) | 0 | ASHP + Decommissioning w/ HPWHMoratorium | Partial | Contractor (per unit) | Whole home | Contractor (per project) | ASHP + Decommissioning w/ HPWHMoratorium | Partial | Contractor (per unit) | Whole home | Contractor (per project)
Central HudsonASHP + Decommissioning w/ HPWHMoratorium | 800 | 100 | 1300 | 500 | 0 | Central HudsonASHP + Decommissioning w/ HPWHMoratorium | 500 | 100 | 1300 | 500 | 0 | Central HudsonASHP + Decommissioning w/ HPWHMoratorium | 500 | 100 | 1300 | 500 | Central HudsonASHP + Decommissioning w/ HPWHMoratorium | 200 | 100 | 1000 | 500
ConEdASHP + Decommissioning w/ HPWHMoratorium | 500 | 250 | 2000 | 1000 | 0 | ConEdASHP + Decommissioning w/ HPWHMoratorium | 500 | 250 | 5000 | 3500 | 0 | ConEdASHP + Decommissioning w/ HPWHMoratorium | 250 | 125 | 5000 | 3500 | ConEdASHP + Decommissioning w/ HPWHMoratorium | 100 | 50 | 2700 | 2500
National GridASHP + Decommissioning w/ HPWHMoratorium | 500 | 100 | 1000 | 500 | 0 | National GridASHP + Decommissioning w/ HPWHMoratorium | 500 | 100 | 1000 | 500 | 0 | National GridASHP + Decommissioning w/ HPWHMoratorium | 500 | 100 | 1000 | 500 | National GridASHP + Decommissioning w/ HPWHMoratorium | 500 | 100 | 1000 | 500
NYSEGASHP + Decommissioning w/ HPWHMoratorium | 500 | 100 | 1000 | 500 | 0 | NYSEGASHP + Decommissioning w/ HPWHMoratorium | 500 | 100 | 1000 | 500 | 0 | NYSEGASHP + Decommissioning w/ HPWHMoratorium | 500 | 100 | 1000 | 500 | NYSEGASHP + Decommissioning w/ HPWHMoratorium | 500 | 100 | 1000 | 500
O&RASHP + Decommissioning w/ HPWHMoratorium | 500 | 250 | 1600 | 500 | 0 | O&RASHP + Decommissioning w/ HPWHMoratorium | 500 | 250 | 2400 | 1000 | 0 | O&RASHP + Decommissioning w/ HPWHMoratorium | 500 | 250 | 2400 | 1000 | O&RASHP + Decommissioning w/ HPWHMoratorium | 200 | 100 | 1800 | 1000
RGEASHP + Decommissioning w/ HPWHMoratorium | 500 | 100 | 1000 | 500 | 0 | RGEASHP + Decommissioning w/ HPWHMoratorium | 500 | 100 | 1000 | 500 | 0 | RGEASHP + Decommissioning w/ HPWHMoratorium | 500 | 100 | 1000 | 500 | RGEASHP + Decommissioning w/ HPWHMoratorium | 500 | 100 | 1000 | 500
ConEdASHP + Decommissioning w/ HPWHMoratoriumMoratorium | 500 | 250 | 2000 | 1000 | 0 | ConEdASHP + Decommissioning w/ HPWHMoratoriumMoratorium | 500 | 250 | 6500 | 3500 | 0 | ConEdASHP + Decommissioning w/ HPWHMoratoriumMoratorium | 250 | 125 | 6500 | 3500 | ConEdASHP + Decommissioning w/ HPWHMoratoriumMoratorium | 100 | 50 | 3000 | 2500
O&RASHP + Decommissioning w/ HPWHMoratoriumMoratorium | 500 | 250 | 1600 | 500 | 0 | O&RASHP + Decommissioning w/ HPWHMoratoriumMoratorium | 500 | 250 | 2400 | 1000 | 0 | O&RASHP + Decommissioning w/ HPWHMoratoriumMoratorium | 500 | 250 | 2400 | 1000 | O&RASHP + Decommissioning w/ HPWHMoratoriumMoratorium | 200 | 100 | 1800 | 1000
Moratorium | 0 | 0 | 0 | 0 | 0 | 0Moratorium | 0 | 0 | 0 | 0 | 0 | 0Moratorium | 0 | 0 | 0 | 0 | 0Moratorium | 0 | 0 | 0 | 0
ASHP + DecommissioningMoratorium | Partial | Contractor (per unit) | Whole home | Contractor (per project) | 0 | ASHP + DecommissioningMoratorium | Partial | Contractor (per unit) | Whole home | Contractor (per project) | 0 | ASHP + DecommissioningMoratorium | Partial | Contractor (per unit) | Whole home | Contractor (per project) | ASHP + DecommissioningMoratorium | Partial | Contractor (per unit) | Whole home | Contractor (per project)
Central HudsonASHP + DecommissioningMoratorium | 800 | 100 | 1300 | 500 | 0 | Central HudsonASHP + DecommissioningMoratorium | 500 | 100 | 1300 | 500 | 0 | Central HudsonASHP + DecommissioningMoratorium | 500 | 100 | 1300 | 500 | Central HudsonASHP + DecommissioningMoratorium | 200 | 100 | 1000 | 500
ConEdASHP + DecommissioningMoratorium | 500 | 250 | 2000 | 1000 | 0 | ConEdASHP + DecommissioningMoratorium | 500 | 250 | 5000 | 3500 | 0 | ConEdASHP + DecommissioningMoratorium | 250 | 125 | 5000 | 3500 | ConEdASHP + DecommissioningMoratorium | 100 | 50 | 2700 | 2500
National GridASHP + DecommissioningMoratorium | 500 | 100 | 1000 | 500 | 0 | National GridASHP + DecommissioningMoratorium | 500 | 100 | 1000 | 500 | 0 | National GridASHP + DecommissioningMoratorium | 500 | 100 | 1000 | 500 | National GridASHP + DecommissioningMoratorium | 500 | 100 | 1000 | 500
NYSEGASHP + DecommissioningMoratorium | 500 | 100 | 1000 | 500 | 0 | NYSEGASHP + DecommissioningMoratorium | 500 | 100 | 1000 | 500 | 0 | NYSEGASHP + DecommissioningMoratorium | 500 | 100 | 1000 | 500 | NYSEGASHP + DecommissioningMoratorium | 500 | 100 | 1000 | 500
O&RASHP + DecommissioningMoratorium | 500 | 250 | 1600 | 500 | 0 | O&RASHP + DecommissioningMoratorium | 500 | 250 | 2400 | 1000 | 0 | O&RASHP + DecommissioningMoratorium | 500 | 250 | 2400 | 1000 | O&RASHP + DecommissioningMoratorium | 200 | 100 | 1800 | 1000
RGEASHP + DecommissioningMoratorium | 500 | 100 | 1000 | 500 | 0 | RGEASHP + DecommissioningMoratorium | 500 | 100 | 1000 | 500 | 0 | RGEASHP + DecommissioningMoratorium | 500 | 100 | 1000 | 500 | RGEASHP + DecommissioningMoratorium | 500 | 100 | 1000 | 500
ConEdASHP + DecommissioningMoratoriumMoratorium | 500 | 250 | 2000 | 1000 | 0 | ConEdASHP + DecommissioningMoratoriumMoratorium | 500 | 250 | 6500 | 3500 | 0 | ConEdASHP + DecommissioningMoratoriumMoratorium | 250 | 125 | 6500 | 3500 | ConEdASHP + DecommissioningMoratoriumMoratorium | 100 | 50 | 3000 | 2500
O&RASHP + DecommissioningMoratoriumMoratorium | 500 | 250 | 1600 | 500 | 0 | O&RASHP + DecommissioningMoratoriumMoratorium | 500 | 250 | 2400 | 1000 | 0 | O&RASHP + DecommissioningMoratoriumMoratorium | 500 | 250 | 2400 | 1000 | O&RASHP + DecommissioningMoratoriumMoratorium | 200 | 100 | 1800 | 1000
Moratorium | 0 | 0 | 0 | 0 | 0 | 0Moratorium | 0 | 0 | 0 | 0 | 0 | 0Moratorium | 0 | 0 | 0 | 0 | 0Moratorium | 0 | 0 | 0 | 0
ASHP + Integrated Controls w/ HPWHMoratorium | Partial | Contractor (per unit) | Whole home | Contractor (per project) | 0 | ASHP + Integrated Controls w/ HPWHMoratorium | Partial | Contractor (per unit) | Whole home | Contractor (per project) | 0 | ASHP + Integrated Controls w/ HPWHMoratorium | Partial | Contractor (per unit) | Whole home | Contractor (per project) | ASHP + Integrated Controls w/ HPWHMoratorium | Partial | Contractor (per unit) | Whole home | Contractor (per project)
Central HudsonASHP + Integrated Controls w/ HPWHMoratorium | 800 | 100 | 1300 | 500 | 0 | Central HudsonASHP + Integrated Controls w/ HPWHMoratorium | 500 | 100 | 1300 | 500 | 0 | Central HudsonASHP + Integrated Controls w/ HPWHMoratorium | 500 | 100 | 1300 | 500 | Central HudsonASHP + Integrated Controls w/ HPWHMoratorium | 200 | 100 | 500 | 300
ConEdASHP + Integrated Controls w/ HPWHMoratorium | 500 | 250 | 2000 | 1000 | 0 | ConEdASHP + Integrated Controls w/ HPWHMoratorium | 500 | 250 | 3500 | 2000 | 0 | ConEdASHP + Integrated Controls w/ HPWHMoratorium | 250 | 125 | 3500 | 2000 | ConEdASHP + Integrated Controls w/ HPWHMoratorium | 100 | 50 | 1000 | 750
National GridASHP + Integrated Controls w/ HPWHMoratorium | 500 | 100 | 1000 | 500 | 0 | National GridASHP + Integrated Controls w/ HPWHMoratorium | 500 | 100 | 1000 | 500 | 0 | National GridASHP + Integrated Controls w/ HPWHMoratorium | 500 | 100 | 1000 | 500 | National GridASHP + Integrated Controls w/ HPWHMoratorium | 500 | 100 | 1000 | 500
NYSEGASHP + Integrated Controls w/ HPWHMoratorium | 500 | 100 | 1000 | 500 | 0 | NYSEGASHP + Integrated Controls w/ HPWHMoratorium | 500 | 100 | 1000 | 500 | 0 | NYSEGASHP + Integrated Controls w/ HPWHMoratorium | 500 | 100 | 1000 | 500 | NYSEGASHP + Integrated Controls w/ HPWHMoratorium | 500 | 100 | 1000 | 500
O&RASHP + Integrated Controls w/ HPWHMoratorium | 500 | 250 | 1600 | 500 | 0 | O&RASHP + Integrated Controls w/ HPWHMoratorium | 500 | 250 | 2400 | 1000 | 0 | O&RASHP + Integrated Controls w/ HPWHMoratorium | 500 | 250 | 2400 | 1000 | O&RASHP + Integrated Controls w/ HPWHMoratorium | 200 | 100 | 1200 | 750
RGEASHP + Integrated Controls w/ HPWHMoratorium | 500 | 100 | 1000 | 500 | 0 | RGEASHP + Integrated Controls w/ HPWHMoratorium | 500 | 100 | 1000 | 500 | 0 | RGEASHP + Integrated Controls w/ HPWHMoratorium | 500 | 100 | 1000 | 500 | RGEASHP + Integrated Controls w/ HPWHMoratorium | 500 | 100 | 1000 | 500
ConEdASHP + Integrated Controls w/ HPWHMoratoriumMoratorium | 500 | 250 | 2000 | 1000 | 0 | ConEdASHP + Integrated Controls w/ HPWHMoratoriumMoratorium | 500 | 250 | 4500 | 2000 | 0 | ConEdASHP + Integrated Controls w/ HPWHMoratoriumMoratorium | 250 | 125 | 4500 | 2000 | ConEdASHP + Integrated Controls w/ HPWHMoratoriumMoratorium | 100 | 50 | 1250 | 750
O&RASHP + Integrated Controls w/ HPWHMoratoriumMoratorium | 500 | 250 | 1600 | 500 | 0 | O&RASHP + Integrated Controls w/ HPWHMoratoriumMoratorium | 500 | 250 | 2400 | 1000 | 0 | O&RASHP + Integrated Controls w/ HPWHMoratoriumMoratorium | 500 | 250 | 2400 | 1000 | O&RASHP + Integrated Controls w/ HPWHMoratoriumMoratorium | 200 | 100 | 1200 | 750
Moratorium | 0 | 0 | 0 | 0 | 0 | 0Moratorium | 0 | 0 | 0 | 0 | 0 | 0Moratorium | 0 | 0 | 0 | 0 | 0Moratorium | 0 | 0 | 0 | 0
GSHP + HPWHMoratorium | Partial | Contractor | Whole Home | Contractor | 0 | GSHP + HPWHMoratorium | Partial | Contractor | Whole Home | Contractor | 0 | GSHP + HPWHMoratorium | Partial | Contractor | Whole Home | Contractor | GSHP + HPWHMoratorium | Partial | Contractor | Whole Home | Contractor
Central HudsonGSHP + HPWHMoratorium | N/A | N/A | 2000 | 500 | 0 | Central HudsonGSHP + HPWHMoratorium | N/A | N/A | 2000 | 500 | 0 | Central HudsonGSHP + HPWHMoratorium | N/A | N/A | 2000 | 500 | Central HudsonGSHP + HPWHMoratorium | N/A | N/A | 2000 | 500
ConEdGSHP + HPWHMoratorium | N/A | N/A | 2850 | 500 | 0 | ConEdGSHP + HPWHMoratorium | N/A | N/A | 5000 | 500 | 0 | ConEdGSHP + HPWHMoratorium | N/A | N/A | 5000 | 500 | ConEdGSHP + HPWHMoratorium | N/A | N/A | 5000 | 500
National GridGSHP + HPWHMoratorium | N/A | N/A | 1500 | 500 | 0 | National GridGSHP + HPWHMoratorium | N/A | N/A | 1500 | 500 | 0 | National GridGSHP + HPWHMoratorium | N/A | N/A | 1500 | 500 | National GridGSHP + HPWHMoratorium | N/A | N/A | 1500 | 500
NYSEGGSHP + HPWHMoratorium | N/A | N/A | 1500 | 500 | 0 | NYSEGGSHP + HPWHMoratorium | N/A | N/A | 1500 | 500 | 0 | NYSEGGSHP + HPWHMoratorium | N/A | N/A | 1500 | 500 | NYSEGGSHP + HPWHMoratorium | N/A | N/A | 1500 | 500
O&RGSHP + HPWHMoratorium | N/A | N/A | 2000 | 500 | 0 | O&RGSHP + HPWHMoratorium | N/A | N/A | 2000 | 500 | 0 | O&RGSHP + HPWHMoratorium | N/A | N/A | 2000 | 500 | O&RGSHP + HPWHMoratorium | N/A | N/A | 2000 | 500
RGEGSHP + HPWHMoratorium | N/A | N/A | 1500 | 500 | 0 | RGEGSHP + HPWHMoratorium | N/A | N/A | 1500 | 500 | 0 | RGEGSHP + HPWHMoratorium | N/A | N/A | 1500 | 500 | RGEGSHP + HPWHMoratorium | N/A | N/A | 1500 | 500
ConEdGSHP + HPWHMoratoriumMoratorium | N/A | N/A | 2850 | 500 | 0 | ConEdGSHP + HPWHMoratoriumMoratorium | N/A | N/A | 6500 | 500 | 0 | ConEdGSHP + HPWHMoratoriumMoratorium | N/A | N/A | 6500 | 500 | ConEdGSHP + HPWHMoratoriumMoratorium | N/A | N/A | 6500 | 500
O&RGSHP + HPWHMoratoriumMoratorium | N/A | N/A | 2000 | 500 | 0 | O&RGSHP + HPWHMoratoriumMoratorium | N/A | N/A | 2000 | 500 | 0 | O&RGSHP + HPWHMoratoriumMoratorium | N/A | N/A | 2000 | 500 | O&RGSHP + HPWHMoratoriumMoratorium | N/A | N/A | 2000 | 500
Moratorium | 0 | 0 | 0 | 0 | 0 | 0Moratorium | 0 | 0 | 0 | 0 | 0 | 0Moratorium | 0 | 0 | 0 | 0 | 0Moratorium | 0 | 0 | 0 | 0
GSHP + HPWH + DesuperheaterMoratorium | Partial | Contractor | Whole Home | Contractor | 0 | GSHP + HPWH + DesuperheaterMoratorium | Partial | Contractor | Whole Home | Contractor | 0 | GSHP + HPWH + DesuperheaterMoratorium | Partial | Contractor | Whole Home | Contractor | GSHP + HPWH + DesuperheaterMoratorium | Partial | Contractor | Whole Home | Contractor
Central HudsonGSHP + HPWH + DesuperheaterMoratorium | N/A | N/A | 2000 | 500 | 0 | Central HudsonGSHP + HPWH + DesuperheaterMoratorium | N/A | N/A | 2000 | 500 | 0 | Central HudsonGSHP + HPWH + DesuperheaterMoratorium | N/A | N/A | 2000 | 500 | Central HudsonGSHP + HPWH + DesuperheaterMoratorium | N/A | N/A | 2000 | 500
ConEdGSHP + HPWH + DesuperheaterMoratorium | N/A | N/A | 2850 | 500 | 0 | ConEdGSHP + HPWH + DesuperheaterMoratorium | N/A | N/A | 5000 | 500 | 0 | ConEdGSHP + HPWH + DesuperheaterMoratorium | N/A | N/A | 5000 | 500 | ConEdGSHP + HPWH + DesuperheaterMoratorium | N/A | N/A | 5000 | 500
National GridGSHP + HPWH + DesuperheaterMoratorium | N/A | N/A | 1500 | 500 | 0 | National GridGSHP + HPWH + DesuperheaterMoratorium | N/A | N/A | 1500 | 500 | 0 | National GridGSHP + HPWH + DesuperheaterMoratorium | N/A | N/A | 1500 | 500 | National GridGSHP + HPWH + DesuperheaterMoratorium | N/A | N/A | 1500 | 500
NYSEGGSHP + HPWH + DesuperheaterMoratorium | N/A | N/A | 1500 | 500 | 0 | NYSEGGSHP + HPWH + DesuperheaterMoratorium | N/A | N/A | 1500 | 500 | 0 | NYSEGGSHP + HPWH + DesuperheaterMoratorium | N/A | N/A | 1500 | 500 | NYSEGGSHP + HPWH + DesuperheaterMoratorium | N/A | N/A | 1500 | 500
O&RGSHP + HPWH + DesuperheaterMoratorium | N/A | N/A | 2000 | 500 | 0 | O&RGSHP + HPWH + DesuperheaterMoratorium | N/A | N/A | 2000 | 500 | 0 | O&RGSHP + HPWH + DesuperheaterMoratorium | N/A | N/A | 2000 | 500 | O&RGSHP + HPWH + DesuperheaterMoratorium | N/A | N/A | 2000 | 500
RGEGSHP + HPWH + DesuperheaterMoratorium | N/A | N/A | 1500 | 500 | 0 | RGEGSHP + HPWH + DesuperheaterMoratorium | N/A | N/A | 1500 | 500 | 0 | RGEGSHP + HPWH + DesuperheaterMoratorium | N/A | N/A | 1500 | 500 | RGEGSHP + HPWH + DesuperheaterMoratorium | N/A | N/A | 1500 | 500
ConEdGSHP + HPWH + DesuperheaterMoratoriumMoratorium | N/A | N/A | 2850 | 500 | 0 | ConEdGSHP + HPWH + DesuperheaterMoratoriumMoratorium | N/A | N/A | 6500 | 500 | 0 | ConEdGSHP + HPWH + DesuperheaterMoratoriumMoratorium | N/A | N/A | 6500 | 500 | ConEdGSHP + HPWH + DesuperheaterMoratoriumMoratorium | N/A | N/A | 6500 | 500
O&RGSHP + HPWH + DesuperheaterMoratoriumMoratorium | N/A | N/A | 2000 | 500 | 0 | O&RGSHP + HPWH + DesuperheaterMoratoriumMoratorium | N/A | N/A | 2000 | 500 | 0 | O&RGSHP + HPWH + DesuperheaterMoratoriumMoratorium | N/A | N/A | 2000 | 500 | O&RGSHP + HPWH + DesuperheaterMoratoriumMoratorium | N/A | N/A | 2000 | 500
Moratorium | 0 | 0 | 0 | 0 | 0 | 0Moratorium | 0 | 0 | 0 | 0 | 0 | 0Moratorium | 0 | 0 | 0 | 0 | 0Moratorium | 0 | 0 | 0 | 0
GSHP + DesuperheaterMoratorium | Partial | Contractor | Whole Home | Contractor | 0 | GSHP + DesuperheaterMoratorium | Partial | Contractor | Whole Home | Contractor | 0 | GSHP + DesuperheaterMoratorium | Partial | Contractor | Whole Home | Contractor | GSHP + DesuperheaterMoratorium | Partial | Contractor | Whole Home | Contractor
Central HudsonGSHP + DesuperheaterMoratorium | N/A | N/A | 2000 | 500 | 0 | Central HudsonGSHP + DesuperheaterMoratorium | N/A | N/A | 2000 | 500 | 0 | Central HudsonGSHP + DesuperheaterMoratorium | N/A | N/A | 2000 | 500 | Central HudsonGSHP + DesuperheaterMoratorium | N/A | N/A | 2000 | 500
ConEdGSHP + DesuperheaterMoratorium | N/A | N/A | 2850 | 500 | 0 | ConEdGSHP + DesuperheaterMoratorium | N/A | N/A | 5000 | 500 | 0 | ConEdGSHP + DesuperheaterMoratorium | N/A | N/A | 5000 | 500 | ConEdGSHP + DesuperheaterMoratorium | N/A | N/A | 5000 | 500
National GridGSHP + DesuperheaterMoratorium | N/A | N/A | 1500 | 500 | 0 | National GridGSHP + DesuperheaterMoratorium | N/A | N/A | 1500 | 500 | 0 | National GridGSHP + DesuperheaterMoratorium | N/A | N/A | 1500 | 500 | National GridGSHP + DesuperheaterMoratorium | N/A | N/A | 1500 | 500
NYSEGGSHP + DesuperheaterMoratorium | N/A | N/A | 1500 | 500 | 0 | NYSEGGSHP + DesuperheaterMoratorium | N/A | N/A | 1500 | 500 | 0 | NYSEGGSHP + DesuperheaterMoratorium | N/A | N/A | 1500 | 500 | NYSEGGSHP + DesuperheaterMoratorium | N/A | N/A | 1500 | 500
O&RGSHP + DesuperheaterMoratorium | N/A | N/A | 2000 | 500 | 0 | O&RGSHP + DesuperheaterMoratorium | N/A | N/A | 2000 | 500 | 0 | O&RGSHP + DesuperheaterMoratorium | N/A | N/A | 2000 | 500 | O&RGSHP + DesuperheaterMoratorium | N/A | N/A | 2000 | 500
RGEGSHP + DesuperheaterMoratorium | N/A | N/A | 1500 | 500 | 0 | RGEGSHP + DesuperheaterMoratorium | N/A | N/A | 1500 | 500 | 0 | RGEGSHP + DesuperheaterMoratorium | N/A | N/A | 1500 | 500 | RGEGSHP + DesuperheaterMoratorium | N/A | N/A | 1500 | 500
ConEdGSHP + DesuperheaterMoratoriumMoratorium | N/A | N/A | 2850 | 500 | 0 | ConEdGSHP + DesuperheaterMoratoriumMoratorium | N/A | N/A | 6500 | 500 | 0 | ConEdGSHP + DesuperheaterMoratoriumMoratorium | N/A | N/A | 6500 | 500 | ConEdGSHP + DesuperheaterMoratoriumMoratorium | N/A | N/A | 6500 | 500
O&RGSHP + DesuperheaterMoratoriumMoratorium | N/A | N/A | 2000 | 500 | 0 | O&RGSHP + DesuperheaterMoratoriumMoratorium | N/A | N/A | 2000 | 500 | 0 | O&RGSHP + DesuperheaterMoratoriumMoratorium | N/A | N/A | 2000 | 500 | O&RGSHP + DesuperheaterMoratoriumMoratorium | N/A | N/A | 2000 | 500
Moratorium | 0 | 0 | 0 | 0 | 0 | Moratorium | 0 | 0 | 0 | 0 | 0 | Moratorium | 0 | 0 | 0 | 0 | Moratorium | 0 | 0 | 0 | 0
Note on D5: [Threaded comment] Your version of Excel allows you to read this threaded comment; however, any edits to it will get removed if the file is opened in a newer version of Excel. Learn more: https://go.microsoft.com/fwlink/?linkid=870924 Comment: Subtracted 300 to match 7/1

## Drop Down Lists (hidden)
Drop Down Lists
Choose One | Choose One | Choose One | Choose One | Choose One
Central Hudson | GSHP | Before 7/1/2021 | Albany | GSHP
ConEd | ASHP | After 7/1/2021 | Binghamton | ASHP
National Grid | ASHP + Integrated Controls | After 9/1/2021 | Buffalo | ASHP + HPWH
NYSEG | ASHP + Decommissioning |  | Central Long Island | GSHP + HPWH
O&R | ASHP + HPWH |  | Elmira | GSHP + Desuperheater
RGE | ASHP + Integrated Controls w/ HPWH |  | Fort Drum | GSHP + HPWH + Desuperheater
| ASHP + Decommissioning w/ HPWH |  | Glens Falls
| GSHP + HPWH |  | Islip
| GSHP + Desuperheater |  | Jamestown
| GSHP + HPWH + Desuperheater |  | Massena
Monticello
New York City - Central Park
New York City - JFK
| Not Used ATM |  | New York City - Laguardia
| ASHP + HPWH |  | Niagara Falls
| HPWH |  | Poughkeepsie
| Desuperheater |  | Rochester
| DHW WWHP |  | Saranac Lake
Syracuse
Utica
Watertown
Westhampton
White Plains

## New York Lookups (hidden)
ZIP Code | Weather_Station | Town Name | 99% Heating Design Temp | 1% Cooling Design Temp | Snow_Depth | County | Matched w/ Weather Station (website?) | Delete Me when OK | Weather Station Matched w/ Snow (snow doc) |  | Weather Station Name (Ashrae data) | City Name | 99% heating | 1% cooling | Snow Depths
6390 | FRANCIS S GABRESKI AP | Westhampton | 12.2 | 84 | 6 | Albany | Albany Co. AP | Albany Co. AP | Albany Co. AP | 12 | ADIRONDACK REGIONAL | Saranac Lake | -12 | 81 | 18
10001 | NEW YORK CENTRAL PARK | NY - Central Park | 17.5 | 88 | 6 | Allegany | Wellsville Municipal | Watertown AP | Albany CO | 12 | ALBANY INTL | Albany | 5 | 86 | 12
10002 | NEW YORK CENTRAL PARK | NY - Central Park | 17.5 | 88 | 6 | Bronx | New York, Laguardia AP | New York, Laguardia AP | Ambrose Navigation Light (Raritan Bay) | 6 | BUFFALO NIAGARA INTL | Buffalo | 7 | 84 | 18 | Looked up FSG, in Suffolk Co
10003 | NEW YORK CENTRAL PARK | NY - Central Park | 17.5 | 88 | 6 | Broome | Binghamton, Edwin A-Link Field | Binghamton, Edwin A-Link | Auburn | 12 | CHAUTAUQUA COUNTY AP | Jamestown | 5 | 81 | 12
10004 | NEW YORK CENTRAL PARK | NY - Central Park | 17.5 | 88 | 6 | Cattaraugus | Olean New York | Olean (Jamestown DD) | Bafavia | 12 | DUTCHESS COUNTY AP | Poughkeepsie | 8 | 88 | 12
10005 | NEW YORK CENTRAL PARK | NY - Central Park | 17.5 | 88 | 6 | Cayuga | Auburn New York | Auburn | Binghamton, Edwin A-Link | 12 | ELMIRA CORNING REGIONAL | Elmira | 5 | 86 | 6
10006 | NEW YORK CENTRAL PARK | NY - Central Park | 17.5 | 88 | 6 | Chautauqua | Jamestown New York | Jamestown | Buffalo, Niagara IAP | 18 | FLOYD BENNETT MEMORIAL | Glens Falls | -2 | 85 | 12
10007 | NEW YORK CENTRAL PARK | NY - Central Park | 17.5 | 88 | 6 | Chemung | Elmira, Corning Regional AP | Elmira, Corning Regional AP | Central Islip | 6 | FRANCIS S GABRESKI AP | Westhampton | 12 | 84 | 6
10008 | NEW YORK CENTRAL PARK | NY - Central Park | 17.5 | 88 | 6 | Chenango | Binghamton, Edwin A-Link Field | Binghamton, Edwin A-Link | Cortland | 18 | GREATER BINGHAMTON AP | Binghamton | 5 | 82 | 12
10009 | NEW YORK CENTRAL PARK | NY - Central Park | 17.5 | 88 | 6 | Clinton | Plattsburgh Intl | Plattsburgh AFB | Dunkirk | 12 | GREATER ROCHESTER INTL | Rochester | 7 | 86 | 12
10010 | NEW YORK CENTRAL PARK | NY - Central Park | 17.5 | 88 | 6 | Columbia | Pittsfield Airport | Oswego CO | Elmira, Corning Regional AP | 6 | JOHN F KENNEDY INTL | New York City - JFK | 18 | 87 | 6
10011 | NEW YORK CENTRAL PARK | NY - Central Park | 17.5 | 88 | 6 | Cortland | Cortland | Cortland | Fort Drum | 18 | LAGUARDIA AP | New York City - Laguardia | 18 | 90 | 6
10012 | NEW YORK CENTRAL PARK | NY - Central Park | 17.5 | 88 | 6 | Delaware | Oneonta (Binghamton DD) | Oneonta (Binghamton DD) | Geneva | 12 | LONG ISLAND MACARTHUR AP | Islip | 16 | 86 | 6
10013 | NEW YORK CENTRAL PARK | NY - Central Park | 17.5 | 88 | 6 | Dutchess | Poughkeepsie, Dutchess Co. AP | Poughkeepsie, Dutchess Co. AP | Glens Falls AP | 12 | MASSENA INTL | Massena | -8 | 84 | 12
10014 | NEW YORK CENTRAL PARK | NY - Central Park | 17.5 | 88 | 6 | Erie | Buffalo Niagra | Binghamton, Edwin A-Link | Gloversville | 18 | NEW YORK CENTRAL PARK | New York City - Central Park | 18 | 88 | 6
10016 | NEW YORK CENTRAL PARK | NY - Central Park | 17.5 | 88 | 6 | Essex | Adirondak | #N/A | Griffiss AFB | 18 | NIAGARA FALLS INTL | Niagara Falls | 7 | 85 | 6
10017 | NEW YORK CENTRAL PARK | NY - Central Park | 17.5 | 88 | 6 | Franklin | Adirondak | #N/A | Hornell (Addison DD) | 6 | ONEIDA COUNTY AP | Utica | 1 | 84 | 18
10018 | NEW YORK CENTRAL PARK | NY - Central Park | 17.5 | 88 | 6 | Fulton | Gloversville | Gloversville | Islip, Long Isl. Macarthur AP | 6 | REPUBLIC AP | Central Long Island | 17 | 86 | 6
10019 | NEW YORK CENTRAL PARK | NY - Central Park | 17.5 | 88 | 6 | Genesee | Batavia | Bafavia | Ithaca | 12 | SULLIVAN COUNTY INTL | Monticello | 5 | 83 | 12
10020 | NEW YORK CENTRAL PARK | NY - Central Park | 17.5 | 88 | 6 | Greene | Kingston (Poughkeepsie DD) | Kingston (Poughkeepsie DD) | Jamestown | 12 | SYRACUSE HANCOCK INTL | Syracuse | 5 | 86 | 12
10021 | NEW YORK CENTRAL PARK | NY - Central Park | 17.5 | 88 | 6 | Hamilton | Gloversville | Gloversville | Kingston (Poughkeepsie DD) | 12 | WATERTOWN INTL | Watertown | -5 | 83 | 18
10022 | NEW YORK CENTRAL PARK | NY - Central Park | 17.5 | 88 | 6 | Herkimer | Griffiss AFB | Griffiss AFB | Lockport | 12 | WESTCHESTER COUNTY AP | White Plains | 14 | 86 | 6 | In previous iteration
10023 | NEW YORK CENTRAL PARK | NY - Central Park | 17.5 | 88 | 6 | Jefferson | Fort Drum | Fort Drum | Massena AP | 12 | WHEELER-SACK AAF | Fort Drum | -4 | 84 | 18
10024 | NEW YORK CENTRAL PARK | NY - Central Park | 17.5 | 88 | 6 | Kings | New York, Central Park | New York Central Park New York | Monticello AWOS | 12
10025 | NEW YORK CENTRAL PARK | NY - Central Park | 17.5 | 88 | 6 | Lewis | Fort Drum | Fort Drum | New York Central Park New York | 6
10026 | NEW YORK CENTRAL PARK | NY - Central Park | 17.5 | 88 | 6 | Livingston | Rochester-Monroe | Rochester IAP | New York, J. F. Kennedy IAP | 6
10027 | NEW YORK CENTRAL PARK | NY - Central Park | 17.5 | 88 | 6 | Madison | Griffiss AFB | Griffiss AFB | New York, Laguardia AP | 6
10028 | NEW YORK CENTRAL PARK | NY - Central Park | 17.5 | 88 | 6 | Monroe | Rochester-Monroe | Rochester IAP | Newburgh, Stewart IAP | 12
10029 | NEW YORK CENTRAL PARK | NY - Central Park | 17.5 | 88 | 6 | Montgomery | Gloversville | Gloversville | Niagara Falls (Pakard Rd. and New Rd.) | 6
10030 | NEW YORK CENTRAL PARK | NY - Central Park | 17.5 | 88 | 6 | Nassau | Republic New York | Republic | Olean (Jamestown DD) | 12
10031 | NEW YORK CENTRAL PARK | NY - Central Park | 17.5 | 88 | 6 | New York | New York Central Park New York | New York Central Park New York | Oneonta (Binghamton DD) | 12
10032 | NEW YORK CENTRAL PARK | NY - Central Park | 17.5 | 88 | 6 | Niagara | Lockport New York | Lockport | Oswego CO | 18
10033 | NEW YORK CENTRAL PARK | NY - Central Park | 17.5 | 88 | 6 | Oneida | Griffiss AFB | Griffiss AFB | Plattsburgh AFB | 12
10034 | NEW YORK CENTRAL PARK | NY - Central Park | 17.5 | 88 | 6 | Onondaga | Syracuse/Hancock | Syracuse, Hancock IAP | Poughkeepsie, Dutchess Co. AP | 12
10035 | NEW YORK CENTRAL PARK | NY - Central Park | 17.5 | 88 | 6 | Ontario | Geneva | Geneva | Republic | 6
10036 | NEW YORK CENTRAL PARK | NY - Central Park | 17.5 | 88 | 6 | Orange | Orange CO | Oneonta (Binghamton DD) | Rochester IAP | 12
10037 | NEW YORK CENTRAL PARK | NY - Central Park | 17.5 | 88 | 6 | Orleans | Batavia | Bafavia | Rome, Griffiss IAP (Utica D) | 24
10038 | NEW YORK CENTRAL PARK | NY - Central Park | 17.5 | 88 | 6 | Oswego | Oswego CO | Oswego CO | Schenectady (Troy DD) | 12
10039 | NEW YORK CENTRAL PARK | NY - Central Park | 17.5 | 88 | 6 | Otsego | Oneonta (Binghamton DD) | Oneonta (Binghamton DD) | Suffolk Co. AP, East Quogue (Islip DD) | 6
10040 | NEW YORK CENTRAL PARK | NY - Central Park | 17.5 | 88 | 6 | Putnam | Poughkeepsie, Dutchess Co. AP | Poughkeepsie, Dutchess Co. AP | Superior Shoals | 6
10041 | NEW YORK CENTRAL PARK | NY - Central Park | 17.5 | 88 | 6 | Queens | New York, La Guardia | New York, J. F. Kennedy IAP | Syracuse, Hancock IAP | 12
10043 | NEW YORK CENTRAL PARK | NY - Central Park | 17.5 | 88 | 6 | Rensselaer | Albany CO | #N/A | Utica, Oneida Co. AP | 18
10044 | NEW YORK CENTRAL PARK | NY - Central Park | 17.5 | 88 | 6 | Richmond | Newark INTL Airport | New York, Laguardia AP | Watertown AP | 18
10045 | NEW YORK CENTRAL PARK | NY - Central Park | 17.5 | 88 | 6 | Rockland | Teterboro | Syracuse, Hancock IAP | White Plains, Westchester Co. AP | 6
10055 | NEW YORK CENTRAL PARK | NY - Central Park | 17.5 | 88 | 6 | Saint Lawrence | Schenectady New York | Schenectady (Troy DD)
10060 | NEW YORK CENTRAL PARK | NY - Central Park | 17.5 | 88 | 6 | Saratoga | Schenectady New York | Schenectady (Troy DD)
10065 | NEW YORK CENTRAL PARK | NY - Central Park | 17.5 | 88 | 6 | Schenectady | Gloversville | Gloversville
10069 | NEW YORK CENTRAL PARK | NY - Central Park | 17.5 | 88 | 6 | Schoharie | Penn Yan NY | Oswego CO
10075 | NEW YORK CENTRAL PARK | NY - Central Park | 17.5 | 88 | 6 | Schuyler | Geneva | Geneva
10080 | NEW YORK CENTRAL PARK | NY - Central Park | 17.5 | 88 | 6 | Seneca | Massena AP | Massena AP
10081 | NEW YORK CENTRAL PARK | NY - Central Park | 17.5 | 88 | 6 | Steuben | Hornell (Addison DD) | Hornell (Addison DD)
10087 | NEW YORK CENTRAL PARK | NY - Central Park | 17.5 | 88 | 6 | Suffolk | Republic New York | Republic
10090 | NEW YORK CENTRAL PARK | NY - Central Park | 17.5 | 88 | 6 | Sullivan | Sullivan Co INTL NY | Suffolk Co. AP, East Quogue (Islip DD)
10101 | NEW YORK CENTRAL PARK | NY - Central Park | 17.5 | 88 | 6 | Tioga | Binghamton, Edwin A-Link Field | Binghamton, Edwin A-Link
10102 | NEW YORK CENTRAL PARK | NY - Central Park | 17.5 | 88 | 6 | Tompkins | Ithaca New York | Ithaca
10103 | NEW YORK CENTRAL PARK | NY - Central Park | 17.5 | 88 | 6 | Ulster | Kingston (Poughkeepsie DD) | Kingston (Poughkeepsie DD)
10104 | NEW YORK CENTRAL PARK | NY - Central Park | 17.5 | 88 | 6 | Warren | Floyd Bennett | Elmira, Corning Regional AP
10105 | NEW YORK CENTRAL PARK | NY - Central Park | 17.5 | 88 | 6 | Washington | Glens Falls AP | Glens Falls AP
10106 | NEW YORK CENTRAL PARK | NY - Central Park | 17.5 | 88 | 6 | Wayne | Geneva | Geneva
10107 | NEW YORK CENTRAL PARK | NY - Central Park | 17.5 | 88 | 6 | Westchester | White Plains, Westchester Co. AP | White Plains, Westchester Co. AP
10108 | NEW YORK CENTRAL PARK | NY - Central Park | 17.5 | 88 | 6 | Wyoming | Batavia | Bafavia
10109 | NEW YORK CENTRAL PARK | NY - Central Park | 17.5 | 88 | 6 | Yates | Penn Yan NY | Oswego CO
10110 | NEW YORK CENTRAL PARK | NY - Central Park | 17.5 | 88 | 6
10111 | NEW YORK CENTRAL PARK | NY - Central Park | 17.5 | 88 | 6
10112 | NEW YORK CENTRAL PARK | NY - Central Park | 17.5 | 88 | 6
10113 | NEW YORK CENTRAL PARK | NY - Central Park | 17.5 | 88 | 6
10114 | NEW YORK CENTRAL PARK | NY - Central Park | 17.5 | 88 | 6
10115 | NEW YORK CENTRAL PARK | NY - Central Park | 17.5 | 88 | 6
10116 | NEW YORK CENTRAL PARK | NY - Central Park | 17.5 | 88 | 6
10117 | NEW YORK CENTRAL PARK | NY - Central Park | 17.5 | 88 | 6
10118 | NEW YORK CENTRAL PARK | NY - Central Park | 17.5 | 88 | 6
10119 | NEW YORK CENTRAL PARK | NY - Central Park | 17.5 | 88 | 6
10120 | NEW YORK CENTRAL PARK | NY - Central Park | 17.5 | 88 | 6
10121 | NEW YORK CENTRAL PARK | NY - Central Park | 17.5 | 88 | 6
10122 | NEW YORK CENTRAL PARK | NY - Central Park | 17.5 | 88 | 6
10123 | NEW YORK CENTRAL PARK | NY - Central Park | 17.5 | 88 | 6
10124 | NEW YORK CENTRAL PARK | NY - Central Park | 17.5 | 88 | 6
10125 | NEW YORK CENTRAL PARK | NY - Central Park | 17.5 | 88 | 6
10126 | NEW YORK CENTRAL PARK | NY - Central Park | 17.5 | 88 | 6
10128 | NEW YORK CENTRAL PARK | NY - Central Park | 17.5 | 88 | 6
10129 | NEW YORK CENTRAL PARK | NY - Central Park | 17.5 | 88 | 6
10130 | NEW YORK CENTRAL PARK | NY - Central Park | 17.5 | 88 | 6
10131 | NEW YORK CENTRAL PARK | NY - Central Park | 17.5 | 88 | 6
10132 | NEW YORK CENTRAL PARK | NY - Central Park | 17.5 | 88 | 6
10133 | NEW YORK CENTRAL PARK | NY - Central Park | 17.5 | 88 | 6
10138 | NEW YORK CENTRAL PARK | NY - Central Park | 17.5 | 88 | 6
10150 | NEW YORK CENTRAL PARK | NY - Central Park | 17.5 | 88 | 6
10151 | NEW YORK CENTRAL PARK | NY - Central Park | 17.5 | 88 | 6
10152 | NEW YORK CENTRAL PARK | NY - Central Park | 17.5 | 88 | 6
10153 | NEW YORK CENTRAL PARK | NY - Central Park | 17.5 | 88 | 6
10154 | NEW YORK CENTRAL PARK | NY - Central Park | 17.5 | 88 | 6
10155 | NEW YORK CENTRAL PARK | NY - Central Park | 17.5 | 88 | 6
10156 | NEW YORK CENTRAL PARK | NY - Central Park | 17.5 | 88 | 6
10157 | NEW YORK CENTRAL PARK | NY - Central Park | 17.5 | 88 | 6
10158 | NEW YORK CENTRAL PARK | NY - Central Park | 17.5 | 88 | 6
10159 | NEW YORK CENTRAL PARK | NY - Central Park | 17.5 | 88 | 6
10160 | NEW YORK CENTRAL PARK | NY - Central Park | 17.5 | 88 | 6
10161 | NEW YORK CENTRAL PARK | NY - Central Park | 17.5 | 88 | 6
10162 | NEW YORK CENTRAL PARK | NY - Central Park | 17.5 | 88 | 6
10163 | NEW YORK CENTRAL PARK | NY - Central Park | 17.5 | 88 | 6
10164 | NEW YORK CENTRAL PARK | NY - Central Park | 17.5 | 88 | 6
10165 | NEW YORK CENTRAL PARK | NY - Central Park | 17.5 | 88 | 6
10166 | NEW YORK CENTRAL PARK | NY - Central Park | 17.5 | 88 | 6
10167 | NEW YORK CENTRAL PARK | NY - Central Park | 17.5 | 88 | 6
10168 | NEW YORK CENTRAL PARK | NY - Central Park | 17.5 | 88 | 6
10169 | NEW YORK CENTRAL PARK | NY - Central Park | 17.5 | 88 | 6
10170 | NEW YORK CENTRAL PARK | NY - Central Park | 17.5 | 88 | 6
10171 | NEW YORK CENTRAL PARK | NY - Central Park | 17.5 | 88 | 6
10172 | NEW YORK CENTRAL PARK | NY - Central Park | 17.5 | 88 | 6
10173 | NEW YORK CENTRAL PARK | NY - Central Park | 17.5 | 88 | 6
10174 | NEW YORK CENTRAL PARK | NY - Central Park | 17.5 | 88 | 6
10175 | NEW YORK CENTRAL PARK | NY - Central Park | 17.5 | 88 | 6
10176 | NEW YORK CENTRAL PARK | NY - Central Park | 17.5 | 88 | 6
10177 | NEW YORK CENTRAL PARK | NY - Central Park | 17.5 | 88 | 6
10178 | NEW YORK CENTRAL PARK | NY - Central Park | 17.5 | 88 | 6
10179 | NEW YORK CENTRAL PARK | NY - Central Park | 17.5 | 88 | 6
10185 | NEW YORK CENTRAL PARK | NY - Central Park | 17.5 | 88 | 6
10199 | NEW YORK CENTRAL PARK | NY - Central Park | 17.5 | 88 | 6
10203 | NEW YORK CENTRAL PARK | NY - Central Park | 17.5 | 88 | 6
10211 | NEW YORK CENTRAL PARK | NY - Central Park | 17.5 | 88 | 6
10212 | NEW YORK CENTRAL PARK | NY - Central Park | 17.5 | 88 | 6
10213 | NEW YORK CENTRAL PARK | NY - Central Park | 17.5 | 88 | 6
10242 | NEW YORK CENTRAL PARK | NY - Central Park | 17.5 | 88 | 6
10249 | NEW YORK CENTRAL PARK | NY - Central Park | 17.5 | 88 | 6
10256 | NEW YORK CENTRAL PARK | NY - Central Park | 17.5 | 88 | 6
10257 | NEW YORK CENTRAL PARK | NY - Central Park | 17.5 | 88 | 6
10258 | NEW YORK CENTRAL PARK | NY - Central Park | 17.5 | 88 | 6
10259 | NEW YORK CENTRAL PARK | NY - Central Park | 17.5 | 88 | 6
10260 | NEW YORK CENTRAL PARK | NY - Central Park | 17.5 | 88 | 6
10261 | NEW YORK CENTRAL PARK | NY - Central Park | 17.5 | 88 | 6
10265 | NEW YORK CENTRAL PARK | NY - Central Park | 17.5 | 88 | 6
10268 | NEW YORK CENTRAL PARK | NY - Central Park | 17.5 | 88 | 6
10269 | NEW YORK CENTRAL PARK | NY - Central Park | 17.5 | 88 | 6
10270 | NEW YORK CENTRAL PARK | NY - Central Park | 17.5 | 88 | 6
10271 | NEW YORK CENTRAL PARK | NY - Central Park | 17.5 | 88 | 6
10272 | NEW YORK CENTRAL PARK | NY - Central Park | 17.5 | 88 | 6
10273 | NEW YORK CENTRAL PARK | NY - Central Park | 17.5 | 88 | 6
10274 | NEW YORK CENTRAL PARK | NY - Central Park | 17.5 | 88 | 6
10275 | NEW YORK CENTRAL PARK | NY - Central Park | 17.5 | 88 | 6
10276 | NEW YORK CENTRAL PARK | NY - Central Park | 17.5 | 88 | 6
10277 | NEW YORK CENTRAL PARK | NY - Central Park | 17.5 | 88 | 6
10278 | NEW YORK CENTRAL PARK | NY - Central Park | 17.5 | 88 | 6
10279 | NEW YORK CENTRAL PARK | NY - Central Park | 17.5 | 88 | 6
10280 | NEW YORK CENTRAL PARK | NY - Central Park | 17.5 | 88 | 6
10281 | NEW YORK CENTRAL PARK | NY - Central Park | 17.5 | 88 | 6
10282 | NEW YORK CENTRAL PARK | NY - Central Park | 17.5 | 88 | 6
10285 | NEW YORK CENTRAL PARK | NY - Central Park | 17.5 | 88 | 6
10286 | NEW YORK CENTRAL PARK | NY - Central Park | 17.5 | 88 | 6
10292 | NEW YORK CENTRAL PARK | NY - Central Park | 17.5 | 88 | 6
10301 | NEW YORK CENTRAL PARK | NY - Central Park | 17.5 | 88 | 6
10302 | NEW YORK CENTRAL PARK | NY - Central Park | 17.5 | 88 | 6
10303 | NEW YORK CENTRAL PARK | NY - Central Park | 17.5 | 88 | 6
10304 | NEW YORK CENTRAL PARK | NY - Central Park | 17.5 | 88 | 6
10305 | NEW YORK CENTRAL PARK | NY - Central Park | 17.5 | 88 | 6
10306 | NEW YORK CENTRAL PARK | NY - Central Park | 17.5 | 88 | 6
10307 | NEW YORK CENTRAL PARK | NY - Central Park | 17.5 | 88 | 6
10308 | NEW YORK CENTRAL PARK | NY - Central Park | 17.5 | 88 | 6
10309 | NEW YORK CENTRAL PARK | NY - Central Park | 17.5 | 88 | 6
10310 | NEW YORK CENTRAL PARK | NY - Central Park | 17.5 | 88 | 6
10311 | NEW YORK CENTRAL PARK | NY - Central Park | 17.5 | 88 | 6
10312 | NEW YORK CENTRAL PARK | NY - Central Park | 17.5 | 88 | 6
10313 | NEW YORK CENTRAL PARK | NY - Central Park | 17.5 | 88 | 6
10314 | NEW YORK CENTRAL PARK | NY - Central Park | 17.5 | 88 | 6
10451 | NEW YORK CENTRAL PARK | NY - Central Park | 17.5 | 88 | 6
10452 | NEW YORK CENTRAL PARK | NY - Central Park | 17.5 | 88 | 6
10453 | NEW YORK CENTRAL PARK | NY - Central Park | 17.5 | 88 | 6
10454 | NEW YORK CENTRAL PARK | NY - Central Park | 17.5 | 88 | 6
10455 | NEW YORK CENTRAL PARK | NY - Central Park | 17.5 | 88 | 6
10456 | NEW YORK CENTRAL PARK | NY - Central Park | 17.5 | 88 | 6
10457 | NEW YORK CENTRAL PARK | NY - Central Park | 17.5 | 88 | 6
10458 | NEW YORK CENTRAL PARK | NY - Central Park | 17.5 | 88 | 6
10459 | NEW YORK CENTRAL PARK | NY - Central Park | 17.5 | 88 | 6
10460 | NEW YORK CENTRAL PARK | NY - Central Park | 17.5 | 88 | 6
10461 | NEW YORK CENTRAL PARK | NY - Central Park | 17.5 | 88 | 6
10462 | NEW YORK CENTRAL PARK | NY - Central Park | 17.5 | 88 | 6
10463 | NEW YORK CENTRAL PARK | NY - Central Park | 17.5 | 88 | 6
10464 | NEW YORK CENTRAL PARK | NY - Central Park | 17.5 | 88 | 6
10465 | NEW YORK CENTRAL PARK | NY - Central Park | 17.5 | 88 | 6
10466 | NEW YORK CENTRAL PARK | NY - Central Park | 17.5 | 88 | 6
10467 | NEW YORK CENTRAL PARK | NY - Central Park | 17.5 | 88 | 6
10468 | NEW YORK CENTRAL PARK | NY - Central Park | 17.5 | 88 | 6
10469 | NEW YORK CENTRAL PARK | NY - Central Park | 17.5 | 88 | 6
10470 | NEW YORK CENTRAL PARK | NY - Central Park | 17.5 | 88 | 6
10471 | NEW YORK CENTRAL PARK | NY - Central Park | 17.5 | 88 | 6
10472 | NEW YORK CENTRAL PARK | NY - Central Park | 17.5 | 88 | 6
10473 | NEW YORK CENTRAL PARK | NY - Central Park | 17.5 | 88 | 6
10474 | NEW YORK CENTRAL PARK | NY - Central Park | 17.5 | 88 | 6
10475 | NEW YORK CENTRAL PARK | NY - Central Park | 17.5 | 88 | 6
10501 | WESTCHESTER COUNTY AP | White Plains | 13.5 | 86.4 | 6
10502 | WESTCHESTER COUNTY AP | White Plains | 13.5 | 86.4 | 6
10503 | WESTCHESTER COUNTY AP | White Plains | 13.5 | 86.4 | 6
10504 | WESTCHESTER COUNTY AP | White Plains | 13.5 | 86.4 | 6
10505 | WESTCHESTER COUNTY AP | White Plains | 13.5 | 86.4 | 6
10506 | WESTCHESTER COUNTY AP | White Plains | 13.5 | 86.4 | 6
10507 | WESTCHESTER COUNTY AP | White Plains | 13.5 | 86.4 | 6
10509 | WESTCHESTER COUNTY AP | White Plains | 13.5 | 86.4 | 6
10510 | WESTCHESTER COUNTY AP | White Plains | 13.5 | 86.4 | 6
10511 | WESTCHESTER COUNTY AP | White Plains | 13.5 | 86.4 | 6
10512 | DUTCHESS COUNTY AP | Poughkeepsie | 8.4 | 88.4 | 12
10514 | WESTCHESTER COUNTY AP | White Plains | 13.5 | 86.4 | 6
10516 | DUTCHESS COUNTY AP | Poughkeepsie | 8.4 | 88.4 | 12
10517 | WESTCHESTER COUNTY AP | White Plains | 13.5 | 86.4 | 6
10518 | WESTCHESTER COUNTY AP | White Plains | 13.5 | 86.4 | 6
10519 | WESTCHESTER COUNTY AP | White Plains | 13.5 | 86.4 | 6
10520 | WESTCHESTER COUNTY AP | White Plains | 13.5 | 86.4 | 6
10521 | WESTCHESTER COUNTY AP | White Plains | 13.5 | 86.4 | 6
10522 | WESTCHESTER COUNTY AP | White Plains | 13.5 | 86.4 | 6
10523 | WESTCHESTER COUNTY AP | White Plains | 13.5 | 86.4 | 6
10524 | DUTCHESS COUNTY AP | Poughkeepsie | 8.4 | 88.4 | 12
10526 | WESTCHESTER COUNTY AP | White Plains | 13.5 | 86.4 | 6
10527 | WESTCHESTER COUNTY AP | White Plains | 13.5 | 86.4 | 6
10528 | WESTCHESTER COUNTY AP | White Plains | 13.5 | 86.4 | 6
10530 | WESTCHESTER COUNTY AP | White Plains | 13.5 | 86.4 | 6
10532 | WESTCHESTER COUNTY AP | White Plains | 13.5 | 86.4 | 6
10533 | WESTCHESTER COUNTY AP | White Plains | 13.5 | 86.4 | 6
10535 | WESTCHESTER COUNTY AP | White Plains | 13.5 | 86.4 | 6
10536 | WESTCHESTER COUNTY AP | White Plains | 13.5 | 86.4 | 6
10537 | WESTCHESTER COUNTY AP | White Plains | 13.5 | 86.4 | 6
10538 | WESTCHESTER COUNTY AP | White Plains | 13.5 | 86.4 | 6
10540 | WESTCHESTER COUNTY AP | White Plains | 13.5 | 86.4 | 6
10541 | WESTCHESTER COUNTY AP | White Plains | 13.5 | 86.4 | 6
10542 | WESTCHESTER COUNTY AP | White Plains | 13.5 | 86.4 | 6
10543 | WESTCHESTER COUNTY AP | White Plains | 13.5 | 86.4 | 6
10545 | WESTCHESTER COUNTY AP | White Plains | 13.5 | 86.4 | 6
10546 | WESTCHESTER COUNTY AP | White Plains | 13.5 | 86.4 | 6
10547 | WESTCHESTER COUNTY AP | White Plains | 13.5 | 86.4 | 6
10548 | WESTCHESTER COUNTY AP | White Plains | 13.5 | 86.4 | 6
10549 | WESTCHESTER COUNTY AP | White Plains | 13.5 | 86.4 | 6
10550 | WESTCHESTER COUNTY AP | White Plains | 13.5 | 86.4 | 6
10551 | WESTCHESTER COUNTY AP | White Plains | 13.5 | 86.4 | 6
10552 | WESTCHESTER COUNTY AP | White Plains | 13.5 | 86.4 | 6
10553 | WESTCHESTER COUNTY AP | White Plains | 13.5 | 86.4 | 6
10560 | WESTCHESTER COUNTY AP | White Plains | 13.5 | 86.4 | 6
10562 | WESTCHESTER COUNTY AP | White Plains | 13.5 | 86.4 | 6
10566 | WESTCHESTER COUNTY AP | White Plains | 13.5 | 86.4 | 6
10567 | WESTCHESTER COUNTY AP | White Plains | 13.5 | 86.4 | 6
10570 | WESTCHESTER COUNTY AP | White Plains | 13.5 | 86.4 | 6
10573 | WESTCHESTER COUNTY AP | White Plains | 13.5 | 86.4 | 6
10576 | WESTCHESTER COUNTY AP | White Plains | 13.5 | 86.4 | 6
10577 | WESTCHESTER COUNTY AP | White Plains | 13.5 | 86.4 | 6
10578 | WESTCHESTER COUNTY AP | White Plains | 13.5 | 86.4 | 6
10579 | DUTCHESS COUNTY AP | Poughkeepsie | 8.4 | 88.4 | 12
10580 | WESTCHESTER COUNTY AP | White Plains | 13.5 | 86.4 | 6
10583 | WESTCHESTER COUNTY AP | White Plains | 13.5 | 86.4 | 6
10587 | WESTCHESTER COUNTY AP | White Plains | 13.5 | 86.4 | 6
10588 | WESTCHESTER COUNTY AP | White Plains | 13.5 | 86.4 | 6
10589 | WESTCHESTER COUNTY AP | White Plains | 13.5 | 86.4 | 6
10590 | WESTCHESTER COUNTY AP | White Plains | 13.5 | 86.4 | 6
10591 | WESTCHESTER COUNTY AP | White Plains | 13.5 | 86.4 | 6
10594 | WESTCHESTER COUNTY AP | White Plains | 13.5 | 86.4 | 6
10595 | WESTCHESTER COUNTY AP | White Plains | 13.5 | 86.4 | 6
10596 | WESTCHESTER COUNTY AP | White Plains | 13.5 | 86.4 | 6
10597 | WESTCHESTER COUNTY AP | White Plains | 13.5 | 86.4 | 6
10598 | WESTCHESTER COUNTY AP | White Plains | 13.5 | 86.4 | 6
10601 | WESTCHESTER COUNTY AP | White Plains | 13.5 | 86.4 | 6
10602 | WESTCHESTER COUNTY AP | White Plains | 13.5 | 86.4 | 6
10603 | WESTCHESTER COUNTY AP | White Plains | 13.5 | 86.4 | 6
10604 | WESTCHESTER COUNTY AP | White Plains | 13.5 | 86.4 | 6
10605 | WESTCHESTER COUNTY AP | White Plains | 13.5 | 86.4 | 6
10606 | WESTCHESTER COUNTY AP | White Plains | 13.5 | 86.4 | 6
10607 | WESTCHESTER COUNTY AP | White Plains | 13.5 | 86.4 | 6
10610 | WESTCHESTER COUNTY AP | White Plains | 13.5 | 86.4 | 6
10701 | WESTCHESTER COUNTY AP | White Plains | 13.5 | 86.4 | 6
10702 | NEW YORK CENTRAL PARK | NY - Central Park | 17.5 | 88 | 6
10703 | WESTCHESTER COUNTY AP | White Plains | 13.5 | 86.4 | 6
10704 | WESTCHESTER COUNTY AP | White Plains | 13.5 | 86.4 | 6
10705 | NEW YORK CENTRAL PARK | NY - Central Park | 17.5 | 88 | 6
10706 | WESTCHESTER COUNTY AP | White Plains | 13.5 | 86.4 | 6
10707 | WESTCHESTER COUNTY AP | White Plains | 13.5 | 86.4 | 6
10708 | WESTCHESTER COUNTY AP | White Plains | 13.5 | 86.4 | 6
10709 | WESTCHESTER COUNTY AP | White Plains | 13.5 | 86.4 | 6
10710 | WESTCHESTER COUNTY AP | White Plains | 13.5 | 86.4 | 6
10801 | WESTCHESTER COUNTY AP | White Plains | 13.5 | 86.4 | 6
10802 | WESTCHESTER COUNTY AP | White Plains | 13.5 | 86.4 | 6
10803 | WESTCHESTER COUNTY AP | White Plains | 13.5 | 86.4 | 6
10804 | WESTCHESTER COUNTY AP | White Plains | 13.5 | 86.4 | 6
10805 | WESTCHESTER COUNTY AP | White Plains | 13.5 | 86.4 | 6
10901 | WESTCHESTER COUNTY AP | White Plains | 13.5 | 86.4 | 6
10910 | DUTCHESS COUNTY AP | Poughkeepsie | 8.4 | 88.4 | 12
10911 | DUTCHESS COUNTY AP | Poughkeepsie | 8.4 | 88.4 | 12
10912 | DUTCHESS COUNTY AP | Poughkeepsie | 8.4 | 88.4 | 12
10913 | WESTCHESTER COUNTY AP | White Plains | 13.5 | 86.4 | 6
10914 | DUTCHESS COUNTY AP | Poughkeepsie | 8.4 | 88.4 | 12
10915 | DUTCHESS COUNTY AP | Poughkeepsie | 8.4 | 88.4 | 12
10916 | DUTCHESS COUNTY AP | Poughkeepsie | 8.4 | 88.4 | 12
10917 | DUTCHESS COUNTY AP | Poughkeepsie | 8.4 | 88.4 | 12
10918 | DUTCHESS COUNTY AP | Poughkeepsie | 8.4 | 88.4 | 12
10919 | DUTCHESS COUNTY AP | Poughkeepsie | 8.4 | 88.4 | 12
10920 | WESTCHESTER COUNTY AP | White Plains | 13.5 | 86.4 | 6
10921 | DUTCHESS COUNTY AP | Poughkeepsie | 8.4 | 88.4 | 12
10922 | DUTCHESS COUNTY AP | Poughkeepsie | 8.4 | 88.4 | 12
10923 | WESTCHESTER COUNTY AP | White Plains | 13.5 | 86.4 | 6
10924 | DUTCHESS COUNTY AP | Poughkeepsie | 8.4 | 88.4 | 12
10925 | DUTCHESS COUNTY AP | Poughkeepsie | 8.4 | 88.4 | 12
10926 | DUTCHESS COUNTY AP | Poughkeepsie | 8.4 | 88.4 | 12
10927 | WESTCHESTER COUNTY AP | White Plains | 13.5 | 86.4 | 6
10928 | DUTCHESS COUNTY AP | Poughkeepsie | 8.4 | 88.4 | 12
10930 | DUTCHESS COUNTY AP | Poughkeepsie | 8.4 | 88.4 | 12
10931 | WESTCHESTER COUNTY AP | White Plains | 13.5 | 86.4 | 6
10932 | DUTCHESS COUNTY AP | Poughkeepsie | 8.4 | 88.4 | 12
10933 | DUTCHESS COUNTY AP | Poughkeepsie | 8.4 | 88.4 | 12
10940 | DUTCHESS COUNTY AP | Poughkeepsie | 8.4 | 88.4 | 12
10941 | DUTCHESS COUNTY AP | Poughkeepsie | 8.4 | 88.4 | 12
10949 | DUTCHESS COUNTY AP | Poughkeepsie | 8.4 | 88.4 | 12
10950 | DUTCHESS COUNTY AP | Poughkeepsie | 8.4 | 88.4 | 12
10952 | WESTCHESTER COUNTY AP | White Plains | 13.5 | 86.4 | 6
10953 | DUTCHESS COUNTY AP | Poughkeepsie | 8.4 | 88.4 | 12
10954 | WESTCHESTER COUNTY AP | White Plains | 13.5 | 86.4 | 6
10956 | WESTCHESTER COUNTY AP | White Plains | 13.5 | 86.4 | 6
10958 | DUTCHESS COUNTY AP | Poughkeepsie | 8.4 | 88.4 | 12
10959 | DUTCHESS COUNTY AP | Poughkeepsie | 8.4 | 88.4 | 12
10960 | WESTCHESTER COUNTY AP | White Plains | 13.5 | 86.4 | 6
10962 | WESTCHESTER COUNTY AP | White Plains | 13.5 | 86.4 | 6
10963 | DUTCHESS COUNTY AP | Poughkeepsie | 8.4 | 88.4 | 12
10964 | WESTCHESTER COUNTY AP | White Plains | 13.5 | 86.4 | 6
10965 | WESTCHESTER COUNTY AP | White Plains | 13.5 | 86.4 | 6
10968 | WESTCHESTER COUNTY AP | White Plains | 13.5 | 86.4 | 6
10969 | DUTCHESS COUNTY AP | Poughkeepsie | 8.4 | 88.4 | 12
10970 | WESTCHESTER COUNTY AP | White Plains | 13.5 | 86.4 | 6
10973 | DUTCHESS COUNTY AP | Poughkeepsie | 8.4 | 88.4 | 12
10974 | WESTCHESTER COUNTY AP | White Plains | 13.5 | 86.4 | 6
10975 | DUTCHESS COUNTY AP | Poughkeepsie | 8.4 | 88.4 | 12
10976 | WESTCHESTER COUNTY AP | White Plains | 13.5 | 86.4 | 6
10977 | WESTCHESTER COUNTY AP | White Plains | 13.5 | 86.4 | 6
10979 | DUTCHESS COUNTY AP | Poughkeepsie | 8.4 | 88.4 | 12
10980 | WESTCHESTER COUNTY AP | White Plains | 13.5 | 86.4 | 6
10981 | DUTCHESS COUNTY AP | Poughkeepsie | 8.4 | 88.4 | 12
10982 | WESTCHESTER COUNTY AP | White Plains | 13.5 | 86.4 | 6
10983 | WESTCHESTER COUNTY AP | White Plains | 13.5 | 86.4 | 6
10984 | WESTCHESTER COUNTY AP | White Plains | 13.5 | 86.4 | 6
10985 | DUTCHESS COUNTY AP | Poughkeepsie | 8.4 | 88.4 | 12
10986 | DUTCHESS COUNTY AP | Poughkeepsie | 8.4 | 88.4 | 12
10987 | DUTCHESS COUNTY AP | Poughkeepsie | 8.4 | 88.4 | 12
10988 | DUTCHESS COUNTY AP | Poughkeepsie | 8.4 | 88.4 | 12
10989 | WESTCHESTER COUNTY AP | White Plains | 13.5 | 86.4 | 6
10990 | DUTCHESS COUNTY AP | Poughkeepsie | 8.4 | 88.4 | 12
10992 | DUTCHESS COUNTY AP | Poughkeepsie | 8.4 | 88.4 | 12
10993 | WESTCHESTER COUNTY AP | White Plains | 13.5 | 86.4 | 6
10994 | WESTCHESTER COUNTY AP | White Plains | 13.5 | 86.4 | 6
10996 | DUTCHESS COUNTY AP | Poughkeepsie | 8.4 | 88.4 | 12
10997 | DUTCHESS COUNTY AP | Poughkeepsie | 8.4 | 88.4 | 12
10998 | DUTCHESS COUNTY AP | Poughkeepsie | 8.4 | 88.4 | 12
11001 | REPUBLIC AP | Farmingdale | 17 | 86.3 | 6
11002 | REPUBLIC AP | Farmingdale | 17 | 86.3 | 6
11003 | REPUBLIC AP | Farmingdale | 17 | 86.3 | 6
11004 | REPUBLIC AP | Farmingdale | 17 | 86.3 | 6
11005 | REPUBLIC AP | Farmingdale | 17 | 86.3 | 6
11010 | REPUBLIC AP | Farmingdale | 17 | 86.3 | 6
11020 | REPUBLIC AP | Farmingdale | 17 | 86.3 | 6
11021 | REPUBLIC AP | Farmingdale | 17 | 86.3 | 6
11022 | REPUBLIC AP | Farmingdale | 17 | 86.3 | 6
11023 | REPUBLIC AP | Farmingdale | 17 | 86.3 | 6
11024 | REPUBLIC AP | Farmingdale | 17 | 86.3 | 6
11026 | REPUBLIC AP | Farmingdale | 17 | 86.3 | 6
11027 | REPUBLIC AP | Farmingdale | 17 | 86.3 | 6
11030 | REPUBLIC AP | Farmingdale | 17 | 86.3 | 6
11040 | REPUBLIC AP | Farmingdale | 17 | 86.3 | 6
11042 | REPUBLIC AP | Farmingdale | 17 | 86.3 | 6
11050 | REPUBLIC AP | Farmingdale | 17 | 86.3 | 6
11051 | REPUBLIC AP | Farmingdale | 17 | 86.3 | 6
11052 | REPUBLIC AP | Farmingdale | 17 | 86.3 | 6
11053 | REPUBLIC AP | Farmingdale | 17 | 86.3 | 6
11054 | REPUBLIC AP | Farmingdale | 17 | 86.3 | 6
11055 | REPUBLIC AP | Farmingdale | 17 | 86.3 | 6
11096 | JOHN F KENNEDY INTL | NY - JFK | 18 | 86.6 | 6
11101 | NEW YORK CENTRAL PARK | NY - Central Park | 17.5 | 88 | 6
11102 | NEW YORK CENTRAL PARK | NY - Central Park | 17.5 | 88 | 6
11103 | NEW YORK CENTRAL PARK | NY - Central Park | 17.5 | 88 | 6
11104 | NEW YORK CENTRAL PARK | NY - Central Park | 17.5 | 88 | 6
11105 | NEW YORK CENTRAL PARK | NY - Central Park | 17.5 | 88 | 6
11106 | NEW YORK CENTRAL PARK | NY - Central Park | 17.5 | 88 | 6
11109 | NEW YORK CENTRAL PARK | NY - Central Park | 17.5 | 88 | 6
11120 | NEW YORK CENTRAL PARK | NY - Central Park | 17.5 | 88 | 6
11201 | NEW YORK CENTRAL PARK | NY - Central Park | 17.5 | 88 | 6
11202 | NEW YORK CENTRAL PARK | NY - Central Park | 17.5 | 88 | 6
11203 | NEW YORK CENTRAL PARK | NY - Central Park | 17.5 | 88 | 6
11204 | NEW YORK CENTRAL PARK | NY - Central Park | 17.5 | 88 | 6
11205 | NEW YORK CENTRAL PARK | NY - Central Park | 17.5 | 88 | 6
11206 | NEW YORK CENTRAL PARK | NY - Central Park | 17.5 | 88 | 6
11207 | NEW YORK CENTRAL PARK | NY - Central Park | 17.5 | 88 | 6
11208 | NEW YORK CENTRAL PARK | NY - Central Park | 17.5 | 88 | 6
11209 | NEW YORK CENTRAL PARK | NY - Central Park | 17.5 | 88 | 6
11210 | NEW YORK CENTRAL PARK | NY - Central Park | 17.5 | 88 | 6
11211 | NEW YORK CENTRAL PARK | NY - Central Park | 17.5 | 88 | 6
11212 | NEW YORK CENTRAL PARK | NY - Central Park | 17.5 | 88 | 6
11213 | NEW YORK CENTRAL PARK | NY - Central Park | 17.5 | 88 | 6
11214 | NEW YORK CENTRAL PARK | NY - Central Park | 17.5 | 88 | 6
11215 | NEW YORK CENTRAL PARK | NY - Central Park | 17.5 | 88 | 6
11216 | NEW YORK CENTRAL PARK | NY - Central Park | 17.5 | 88 | 6
11217 | NEW YORK CENTRAL PARK | NY - Central Park | 17.5 | 88 | 6
11218 | NEW YORK CENTRAL PARK | NY - Central Park | 17.5 | 88 | 6
11219 | NEW YORK CENTRAL PARK | NY - Central Park | 17.5 | 88 | 6
11220 | NEW YORK CENTRAL PARK | NY - Central Park | 17.5 | 88 | 6
11221 | NEW YORK CENTRAL PARK | NY - Central Park | 17.5 | 88 | 6
11222 | NEW YORK CENTRAL PARK | NY - Central Park | 17.5 | 88 | 6
11223 | NEW YORK CENTRAL PARK | NY - Central Park | 17.5 | 88 | 6
11224 | NEW YORK CENTRAL PARK | NY - Central Park | 17.5 | 88 | 6
11225 | NEW YORK CENTRAL PARK | NY - Central Park | 17.5 | 88 | 6
11226 | NEW YORK CENTRAL PARK | NY - Central Park | 17.5 | 88 | 6
11228 | NEW YORK CENTRAL PARK | NY - Central Park | 17.5 | 88 | 6
11229 | NEW YORK CENTRAL PARK | NY - Central Park | 17.5 | 88 | 6
11230 | NEW YORK CENTRAL PARK | NY - Central Park | 17.5 | 88 | 6
11231 | NEW YORK CENTRAL PARK | NY - Central Park | 17.5 | 88 | 6
11232 | NEW YORK CENTRAL PARK | NY - Central Park | 17.5 | 88 | 6
11233 | NEW YORK CENTRAL PARK | NY - Central Park | 17.5 | 88 | 6
11234 | NEW YORK CENTRAL PARK | NY - Central Park | 17.5 | 88 | 6
11235 | NEW YORK CENTRAL PARK | NY - Central Park | 17.5 | 88 | 6
11236 | NEW YORK CENTRAL PARK | NY - Central Park | 17.5 | 88 | 6
11237 | NEW YORK CENTRAL PARK | NY - Central Park | 17.5 | 88 | 6
11238 | NEW YORK CENTRAL PARK | NY - Central Park | 17.5 | 88 | 6
11239 | NEW YORK CENTRAL PARK | NY - Central Park | 17.5 | 88 | 6
11241 | NEW YORK CENTRAL PARK | NY - Central Park | 17.5 | 88 | 6
11242 | NEW YORK CENTRAL PARK | NY - Central Park | 17.5 | 88 | 6
11243 | NEW YORK CENTRAL PARK | NY - Central Park | 17.5 | 88 | 6
11245 | NEW YORK CENTRAL PARK | NY - Central Park | 17.5 | 88 | 6
11247 | NEW YORK CENTRAL PARK | NY - Central Park | 17.5 | 88 | 6
11249 | NEW YORK CENTRAL PARK | NY - Central Park | 17.5 | 88 | 6
11251 | NEW YORK CENTRAL PARK | NY - Central Park | 17.5 | 88 | 6
11252 | NEW YORK CENTRAL PARK | NY - Central Park | 17.5 | 88 | 6
11256 | NEW YORK CENTRAL PARK | NY - Central Park | 17.5 | 88 | 6
11351 | NEW YORK CENTRAL PARK | NY - Central Park | 17.5 | 88 | 6
11352 | NEW YORK CENTRAL PARK | NY - Central Park | 17.5 | 88 | 6
11354 | LAGUARDIA AP | NY- Laguardia | 18.4 | 89.6 | 6
11355 | NEW YORK CENTRAL PARK | NY - Central Park | 17.5 | 88 | 6
11356 | LAGUARDIA AP | NY- Laguardia | 18.4 | 89.6 | 6
11357 | NEW YORK CENTRAL PARK | NY - Central Park | 17.5 | 88 | 6
11358 | NEW YORK CENTRAL PARK | NY - Central Park | 17.5 | 88 | 6
11359 | NEW YORK CENTRAL PARK | NY - Central Park | 17.5 | 88 | 6
11360 | NEW YORK CENTRAL PARK | NY - Central Park | 17.5 | 88 | 6
11361 | NEW YORK CENTRAL PARK | NY - Central Park | 17.5 | 88 | 6
11362 | NEW YORK CENTRAL PARK | NY - Central Park | 17.5 | 88 | 6
11363 | NEW YORK CENTRAL PARK | NY - Central Park | 17.5 | 88 | 6
11364 | NEW YORK CENTRAL PARK | NY - Central Park | 17.5 | 88 | 6
11365 | NEW YORK CENTRAL PARK | NY - Central Park | 17.5 | 88 | 6
11366 | NEW YORK CENTRAL PARK | NY - Central Park | 17.5 | 88 | 6
11367 | NEW YORK CENTRAL PARK | NY - Central Park | 17.5 | 88 | 6
11368 | LAGUARDIA AP | NY- Laguardia | 18.4 | 89.6 | 6
11369 | LAGUARDIA AP | NY- Laguardia | 18.4 | 89.6 | 6
11370 | LAGUARDIA AP | NY- Laguardia | 18.4 | 89.6 | 6
11371 | LAGUARDIA AP | NY- Laguardia | 18.4 | 89.6 | 6
11372 | LAGUARDIA AP | NY- Laguardia | 18.4 | 89.6 | 6
11373 | NEW YORK CENTRAL PARK | NY - Central Park | 17.5 | 88 | 6
11374 | NEW YORK CENTRAL PARK | NY - Central Park | 17.5 | 88 | 6
11375 | NEW YORK CENTRAL PARK | NY - Central Park | 17.5 | 88 | 6
11377 | NEW YORK CENTRAL PARK | NY - Central Park | 17.5 | 88 | 6
11378 | NEW YORK CENTRAL PARK | NY - Central Park | 17.5 | 88 | 6
11379 | NEW YORK CENTRAL PARK | NY - Central Park | 17.5 | 88 | 6
11380 | LAGUARDIA AP | NY- Laguardia | 18.4 | 89.6 | 6
11381 | NEW YORK CENTRAL PARK | NY - Central Park | 17.5 | 88 | 6
11385 | NEW YORK CENTRAL PARK | NY - Central Park | 17.5 | 88 | 6
11386 | NEW YORK CENTRAL PARK | NY - Central Park | 17.5 | 88 | 6
11405 | NEW YORK CENTRAL PARK | NY - Central Park | 17.5 | 88 | 6
11411 | NEW YORK CENTRAL PARK | NY - Central Park | 17.5 | 88 | 6
11412 | NEW YORK CENTRAL PARK | NY - Central Park | 17.5 | 88 | 6
11413 | NEW YORK CENTRAL PARK | NY - Central Park | 17.5 | 88 | 6
11414 | NEW YORK CENTRAL PARK | NY - Central Park | 17.5 | 88 | 6
11415 | NEW YORK CENTRAL PARK | NY - Central Park | 17.5 | 88 | 6
11416 | NEW YORK CENTRAL PARK | NY - Central Park | 17.5 | 88 | 6
11417 | NEW YORK CENTRAL PARK | NY - Central Park | 17.5 | 88 | 6
11418 | NEW YORK CENTRAL PARK | NY - Central Park | 17.5 | 88 | 6
11419 | NEW YORK CENTRAL PARK | NY - Central Park | 17.5 | 88 | 6
11420 | NEW YORK CENTRAL PARK | NY - Central Park | 17.5 | 88 | 6
11421 | NEW YORK CENTRAL PARK | NY - Central Park | 17.5 | 88 | 6
11422 | NEW YORK CENTRAL PARK | NY - Central Park | 17.5 | 88 | 6
11423 | NEW YORK CENTRAL PARK | NY - Central Park | 17.5 | 88 | 6
11424 | NEW YORK CENTRAL PARK | NY - Central Park | 17.5 | 88 | 6
11425 | NEW YORK CENTRAL PARK | NY - Central Park | 17.5 | 88 | 6
11426 | NEW YORK CENTRAL PARK | NY - Central Park | 17.5 | 88 | 6
11427 | NEW YORK CENTRAL PARK | NY - Central Park | 17.5 | 88 | 6
11428 | NEW YORK CENTRAL PARK | NY - Central Park | 17.5 | 88 | 6
11429 | NEW YORK CENTRAL PARK | NY - Central Park | 17.5 | 88 | 6
11430 | JOHN F KENNEDY INTL | NY - JFK | 18 | 86.6 | 6
11431 | NEW YORK CENTRAL PARK | NY - Central Park | 17.5 | 88 | 6
11432 | NEW YORK CENTRAL PARK | NY - Central Park | 17.5 | 88 | 6
11433 | NEW YORK CENTRAL PARK | NY - Central Park | 17.5 | 88 | 6
11434 | NEW YORK CENTRAL PARK | NY - Central Park | 17.5 | 88 | 6
11435 | NEW YORK CENTRAL PARK | NY - Central Park | 17.5 | 88 | 6
11436 | NEW YORK CENTRAL PARK | NY - Central Park | 17.5 | 88 | 6
11437 | NEW YORK CENTRAL PARK | NY - Central Park | 17.5 | 88 | 6
11439 | NEW YORK CENTRAL PARK | NY - Central Park | 17.5 | 88 | 6
11451 | NEW YORK CENTRAL PARK | NY - Central Park | 17.5 | 88 | 6
11499 | NEW YORK CENTRAL PARK | NY - Central Park | 17.5 | 88 | 6
11501 | REPUBLIC AP | Farmingdale | 17 | 86.3 | 6
11507 | REPUBLIC AP | Farmingdale | 17 | 86.3 | 6
11509 | JOHN F KENNEDY INTL | NY - JFK | 18 | 86.6 | 6
11510 | REPUBLIC AP | Farmingdale | 17 | 86.3 | 6
11514 | REPUBLIC AP | Farmingdale | 17 | 86.3 | 6
11516 | JOHN F KENNEDY INTL | NY - JFK | 18 | 86.6 | 6
11518 | JOHN F KENNEDY INTL | NY - JFK | 18 | 86.6 | 6
11520 | REPUBLIC AP | Farmingdale | 17 | 86.3 | 6
11530 | REPUBLIC AP | Farmingdale | 17 | 86.3 | 6
11531 | REPUBLIC AP | Farmingdale | 17 | 86.3 | 6
11542 | REPUBLIC AP | Farmingdale | 17 | 86.3 | 6
11545 | REPUBLIC AP | Farmingdale | 17 | 86.3 | 6
11547 | REPUBLIC AP | Farmingdale | 17 | 86.3 | 6
11548 | REPUBLIC AP | Farmingdale | 17 | 86.3 | 6
11549 | REPUBLIC AP | Farmingdale | 17 | 86.3 | 6
11550 | REPUBLIC AP | Farmingdale | 17 | 86.3 | 6
11551 | REPUBLIC AP | Farmingdale | 17 | 86.3 | 6
11552 | REPUBLIC AP | Farmingdale | 17 | 86.3 | 6
11553 | REPUBLIC AP | Farmingdale | 17 | 86.3 | 6
11554 | REPUBLIC AP | Farmingdale | 17 | 86.3 | 6
11555 | REPUBLIC AP | Farmingdale | 17 | 86.3 | 6
11556 | REPUBLIC AP | Farmingdale | 17 | 86.3 | 6
11557 | JOHN F KENNEDY INTL | NY - JFK | 18 | 86.6 | 6
11558 | JOHN F KENNEDY INTL | NY - JFK | 18 | 86.6 | 6
11559 | JOHN F KENNEDY INTL | NY - JFK | 18 | 86.6 | 6
11560 | REPUBLIC AP | Farmingdale | 17 | 86.3 | 6
11561 | JOHN F KENNEDY INTL | NY - JFK | 18 | 86.6 | 6
11563 | JOHN F KENNEDY INTL | NY - JFK | 18 | 86.6 | 6
11565 | JOHN F KENNEDY INTL | NY - JFK | 18 | 86.6 | 6
11566 | REPUBLIC AP | Farmingdale | 17 | 86.3 | 6
11568 | REPUBLIC AP | Farmingdale | 17 | 86.3 | 6
11569 | JOHN F KENNEDY INTL | NY - JFK | 18 | 86.6 | 6
11570 | REPUBLIC AP | Farmingdale | 17 | 86.3 | 6
11571 | REPUBLIC AP | Farmingdale | 17 | 86.3 | 6
11572 | REPUBLIC AP | Farmingdale | 17 | 86.3 | 6
11575 | REPUBLIC AP | Farmingdale | 17 | 86.3 | 6
11576 | REPUBLIC AP | Farmingdale | 17 | 86.3 | 6
11577 | REPUBLIC AP | Farmingdale | 17 | 86.3 | 6
11579 | REPUBLIC AP | Farmingdale | 17 | 86.3 | 6
11580 | JOHN F KENNEDY INTL | NY - JFK | 18 | 86.6 | 6
11581 | JOHN F KENNEDY INTL | NY - JFK | 18 | 86.6 | 6
11582 | JOHN F KENNEDY INTL | NY - JFK | 18 | 86.6 | 6
11590 | REPUBLIC AP | Farmingdale | 17 | 86.3 | 6
11596 | REPUBLIC AP | Farmingdale | 17 | 86.3 | 6
11598 | JOHN F KENNEDY INTL | NY - JFK | 18 | 86.6 | 6
11599 | REPUBLIC AP | Farmingdale | 17 | 86.3 | 6
11690 | JOHN F KENNEDY INTL | NY - JFK | 18 | 86.6 | 6
11691 | JOHN F KENNEDY INTL | NY - JFK | 18 | 86.6 | 6
11692 | JOHN F KENNEDY INTL | NY - JFK | 18 | 86.6 | 6
11693 | JOHN F KENNEDY INTL | NY - JFK | 18 | 86.6 | 6
11694 | NEW YORK CENTRAL PARK | NY - Central Park | 17.5 | 88 | 6
11695 | NEW YORK CENTRAL PARK | NY - Central Park | 17.5 | 88 | 6
11697 | NEW YORK CENTRAL PARK | NY - Central Park | 17.5 | 88 | 6
11701 | REPUBLIC AP | Farmingdale | 17 | 86.3 | 6
11702 | REPUBLIC AP | Farmingdale | 17 | 86.3 | 6
11703 | REPUBLIC AP | Farmingdale | 17 | 86.3 | 6
11704 | REPUBLIC AP | Farmingdale | 17 | 86.3 | 6
11705 | LONG ISLAND MACARTHUR AP | Islip | 15.9 | 85.7 | 6
11706 | REPUBLIC AP | Farmingdale | 17 | 86.3 | 6
11707 | REPUBLIC AP | Farmingdale | 17 | 86.3 | 6
11709 | REPUBLIC AP | Farmingdale | 17 | 86.3 | 6
11710 | REPUBLIC AP | Farmingdale | 17 | 86.3 | 6
11713 | LONG ISLAND MACARTHUR AP | Islip | 15.9 | 85.7 | 6
11714 | REPUBLIC AP | Farmingdale | 17 | 86.3 | 6
11715 | LONG ISLAND MACARTHUR AP | Islip | 15.9 | 85.7 | 6
11716 | LONG ISLAND MACARTHUR AP | Islip | 15.9 | 85.7 | 6
11717 | REPUBLIC AP | Farmingdale | 17 | 86.3 | 6
11718 | REPUBLIC AP | Farmingdale | 17 | 86.3 | 6
11719 | LONG ISLAND MACARTHUR AP | Islip | 15.9 | 85.7 | 6
11720 | LONG ISLAND MACARTHUR AP | Islip | 15.9 | 85.7 | 6
11721 | REPUBLIC AP | Farmingdale | 17 | 86.3 | 6
11722 | REPUBLIC AP | Farmingdale | 17 | 86.3 | 6
11724 | REPUBLIC AP | Farmingdale | 17 | 86.3 | 6
11725 | REPUBLIC AP | Farmingdale | 17 | 86.3 | 6
11726 | REPUBLIC AP | Farmingdale | 17 | 86.3 | 6
11727 | LONG ISLAND MACARTHUR AP | Islip | 15.9 | 85.7 | 6
11729 | REPUBLIC AP | Farmingdale | 17 | 86.3 | 6
11730 | REPUBLIC AP | Farmingdale | 17 | 86.3 | 6
11731 | REPUBLIC AP | Farmingdale | 17 | 86.3 | 6
11732 | REPUBLIC AP | Farmingdale | 17 | 86.3 | 6
11733 | REPUBLIC AP | Farmingdale | 17 | 86.3 | 6
11735 | REPUBLIC AP | Farmingdale | 17 | 86.3 | 6
11737 | REPUBLIC AP | Farmingdale | 17 | 86.3 | 6
11738 | LONG ISLAND MACARTHUR AP | Islip | 15.9 | 85.7 | 6
11739 | REPUBLIC AP | Farmingdale | 17 | 86.3 | 6
11740 | REPUBLIC AP | Farmingdale | 17 | 86.3 | 6
11741 | LONG ISLAND MACARTHUR AP | Islip | 15.9 | 85.7 | 6
11742 | LONG ISLAND MACARTHUR AP | Islip | 15.9 | 85.7 | 6
11743 | REPUBLIC AP | Farmingdale | 17 | 86.3 | 6
11746 | REPUBLIC AP | Farmingdale | 17 | 86.3 | 6
11747 | REPUBLIC AP | Farmingdale | 17 | 86.3 | 6
11749 | LONG ISLAND MACARTHUR AP | Islip | 15.9 | 85.7 | 6
11751 | REPUBLIC AP | Farmingdale | 17 | 86.3 | 6
11752 | LONG ISLAND MACARTHUR AP | Islip | 15.9 | 85.7 | 6
11753 | REPUBLIC AP | Farmingdale | 17 | 86.3 | 6
11754 | REPUBLIC AP | Farmingdale | 17 | 86.3 | 6
11755 | LONG ISLAND MACARTHUR AP | Islip | 15.9 | 85.7 | 6
11756 | REPUBLIC AP | Farmingdale | 17 | 86.3 | 6
11757 | REPUBLIC AP | Farmingdale | 17 | 86.3 | 6
11758 | REPUBLIC AP | Farmingdale | 17 | 86.3 | 6
11760 | REPUBLIC AP | Farmingdale | 17 | 86.3 | 6
11762 | REPUBLIC AP | Farmingdale | 17 | 86.3 | 6
11763 | LONG ISLAND MACARTHUR AP | Islip | 15.9 | 85.7 | 6
11764 | REPUBLIC AP | Farmingdale | 17 | 86.3 | 6
11765 | REPUBLIC AP | Farmingdale | 17 | 86.3 | 6
11766 | REPUBLIC AP | Farmingdale | 17 | 86.3 | 6
11767 | LONG ISLAND MACARTHUR AP | Islip | 15.9 | 85.7 | 6
11768 | REPUBLIC AP | Farmingdale | 17 | 86.3 | 6
11769 | LONG ISLAND MACARTHUR AP | Islip | 15.9 | 85.7 | 6
11770 | REPUBLIC AP | Farmingdale | 17 | 86.3 | 6
11771 | REPUBLIC AP | Farmingdale | 17 | 86.3 | 6
11772 | REPUBLIC AP | Farmingdale | 17 | 86.3 | 6
11773 | REPUBLIC AP | Farmingdale | 17 | 86.3 | 6
11775 | REPUBLIC AP | Farmingdale | 17 | 86.3 | 6
11776 | LONG ISLAND MACARTHUR AP | Islip | 15.9 | 85.7 | 6
11777 | REPUBLIC AP | Farmingdale | 17 | 86.3 | 6
11778 | REPUBLIC AP | Farmingdale | 17 | 86.3 | 6
11779 | LONG ISLAND MACARTHUR AP | Islip | 15.9 | 85.7 | 6
11780 | REPUBLIC AP | Farmingdale | 17 | 86.3 | 6
11782 | LONG ISLAND MACARTHUR AP | Islip | 15.9 | 85.7 | 6
11783 | REPUBLIC AP | Farmingdale | 17 | 86.3 | 6
11784 | LONG ISLAND MACARTHUR AP | Islip | 15.9 | 85.7 | 6
11786 | REPUBLIC AP | Farmingdale | 17 | 86.3 | 6
11787 | REPUBLIC AP | Farmingdale | 17 | 86.3 | 6
11788 | REPUBLIC AP | Farmingdale | 17 | 86.3 | 6
11789 | REPUBLIC AP | Farmingdale | 17 | 86.3 | 6
11790 | REPUBLIC AP | Farmingdale | 17 | 86.3 | 6
11791 | REPUBLIC AP | Farmingdale | 17 | 86.3 | 6
11792 | LONG ISLAND MACARTHUR AP | Islip | 15.9 | 85.7 | 6
11793 | REPUBLIC AP | Farmingdale | 17 | 86.3 | 6
11794 | REPUBLIC AP | Farmingdale | 17 | 86.3 | 6
11795 | REPUBLIC AP | Farmingdale | 17 | 86.3 | 6
11796 | LONG ISLAND MACARTHUR AP | Islip | 15.9 | 85.7 | 6
11797 | REPUBLIC AP | Farmingdale | 17 | 86.3 | 6
11798 | REPUBLIC AP | Farmingdale | 17 | 86.3 | 6
11801 | REPUBLIC AP | Farmingdale | 17 | 86.3 | 6
11802 | REPUBLIC AP | Farmingdale | 17 | 86.3 | 6
11803 | REPUBLIC AP | Farmingdale | 17 | 86.3 | 6
11804 | REPUBLIC AP | Farmingdale | 17 | 86.3 | 6
11815 | REPUBLIC AP | Farmingdale | 17 | 86.3 | 6
11819 | REPUBLIC AP | Farmingdale | 17 | 86.3 | 6
11853 | REPUBLIC AP | Farmingdale | 17 | 86.3 | 6
11854 | REPUBLIC AP | Farmingdale | 17 | 86.3 | 6
11901 | FRANCIS S GABRESKI AP | Westhampton | 12.2 | 84 | 6
11930 | FRANCIS S GABRESKI AP | Westhampton | 12.2 | 84 | 6
11931 | FRANCIS S GABRESKI AP | Westhampton | 12.2 | 84 | 6
11932 | FRANCIS S GABRESKI AP | Westhampton | 12.2 | 84 | 6
11933 | FRANCIS S GABRESKI AP | Westhampton | 12.2 | 84 | 6
11934 | FRANCIS S GABRESKI AP | Westhampton | 12.2 | 84 | 6
11935 | FRANCIS S GABRESKI AP | Westhampton | 12.2 | 84 | 6
11937 | FRANCIS S GABRESKI AP | Westhampton | 12.2 | 84 | 6
11939 | FRANCIS S GABRESKI AP | Westhampton | 12.2 | 84 | 6
11940 | FRANCIS S GABRESKI AP | Westhampton | 12.2 | 84 | 6
11941 | FRANCIS S GABRESKI AP | Westhampton | 12.2 | 84 | 6
11942 | FRANCIS S GABRESKI AP | Westhampton | 12.2 | 84 | 6
11944 | FRANCIS S GABRESKI AP | Westhampton | 12.2 | 84 | 6
11946 | FRANCIS S GABRESKI AP | Westhampton | 12.2 | 84 | 6
11947 | FRANCIS S GABRESKI AP | Westhampton | 12.2 | 84 | 6
11948 | FRANCIS S GABRESKI AP | Westhampton | 12.2 | 84 | 6
11949 | LONG ISLAND MACARTHUR AP | Islip | 15.9 | 85.7 | 6
11950 | LONG ISLAND MACARTHUR AP | Islip | 15.9 | 85.7 | 6
11951 | LONG ISLAND MACARTHUR AP | Islip | 15.9 | 85.7 | 6
11952 | FRANCIS S GABRESKI AP | Westhampton | 12.2 | 84 | 6
11953 | LONG ISLAND MACARTHUR AP | Islip | 15.9 | 85.7 | 6
11954 | FRANCIS S GABRESKI AP | Westhampton | 12.2 | 84 | 6
11955 | LONG ISLAND MACARTHUR AP | Islip | 15.9 | 85.7 | 6
11956 | FRANCIS S GABRESKI AP | Westhampton | 12.2 | 84 | 6
11957 | FRANCIS S GABRESKI AP | Westhampton | 12.2 | 84 | 6
11958 | FRANCIS S GABRESKI AP | Westhampton | 12.2 | 84 | 6
11959 | FRANCIS S GABRESKI AP | Westhampton | 12.2 | 84 | 6
11960 | FRANCIS S GABRESKI AP | Westhampton | 12.2 | 84 | 6
11961 | REPUBLIC AP | Farmingdale | 17 | 86.3 | 6
11962 | FRANCIS S GABRESKI AP | Westhampton | 12.2 | 84 | 6
11963 | FRANCIS S GABRESKI AP | Westhampton | 12.2 | 84 | 6
11964 | FRANCIS S GABRESKI AP | Westhampton | 12.2 | 84 | 6
11965 | FRANCIS S GABRESKI AP | Westhampton | 12.2 | 84 | 6
11967 | LONG ISLAND MACARTHUR AP | Islip | 15.9 | 85.7 | 6
11968 | FRANCIS S GABRESKI AP | Westhampton | 12.2 | 84 | 6
11969 | FRANCIS S GABRESKI AP | Westhampton | 12.2 | 84 | 6
11970 | FRANCIS S GABRESKI AP | Westhampton | 12.2 | 84 | 6
11971 | FRANCIS S GABRESKI AP | Westhampton | 12.2 | 84 | 6
11972 | FRANCIS S GABRESKI AP | Westhampton | 12.2 | 84 | 6
11973 | REPUBLIC AP | Farmingdale | 17 | 86.3 | 6
11975 | FRANCIS S GABRESKI AP | Westhampton | 12.2 | 84 | 6
11976 | FRANCIS S GABRESKI AP | Westhampton | 12.2 | 84 | 6
11977 | FRANCIS S GABRESKI AP | Westhampton | 12.2 | 84 | 6
11978 | FRANCIS S GABRESKI AP | Westhampton | 12.2 | 84 | 6
11980 | LONG ISLAND MACARTHUR AP | Islip | 15.9 | 85.7 | 6
12007 | ALBANY INTL | Albany | 4.7 | 86.1 | 12
12008 | ALBANY INTL | Albany | 4.7 | 86.1 | 12
12009 | ALBANY INTL | Albany | 4.7 | 86.1 | 12
12010 | FLOYD BENNETT MEMORIAL | Glens Falls | -1.8 | 84.7 | 12
12015 | ALBANY INTL | Albany | 4.7 | 86.1 | 12
12016 | ALBANY INTL | Albany | 4.7 | 86.1 | 12
12017 | SULLIVAN COUNTY INTL | Monticello | 4.7 | 82.5 | 12
12018 | ALBANY INTL | Albany | 4.7 | 86.1 | 12
12019 | FLOYD BENNETT MEMORIAL | Glens Falls | -1.8 | 84.7 | 12
12020 | ALBANY INTL | Albany | 4.7 | 86.1 | 12
12022 | FLOYD BENNETT MEMORIAL | Glens Falls | -1.8 | 84.7 | 12
12023 | ALBANY INTL | Albany | 4.7 | 86.1 | 12
12024 | ALBANY INTL | Albany | 4.7 | 86.1 | 12
12025 | FLOYD BENNETT MEMORIAL | Glens Falls | -1.8 | 84.7 | 12
12027 | FLOYD BENNETT MEMORIAL | Glens Falls | -1.8 | 84.7 | 12
12028 | FLOYD BENNETT MEMORIAL | Glens Falls | -1.8 | 84.7 | 12
12029 | ALBANY INTL | Albany | 4.7 | 86.1 | 12
12031 | FLOYD BENNETT MEMORIAL | Glens Falls | -1.8 | 84.7 | 12
12032 | ADIRONDACK REGIONAL | Saranac Lake | -11.5 | 81 | 24
12033 | ALBANY INTL | Albany | 4.7 | 86.1 | 12
12035 | ONEIDA COUNTY AP | Utica | 1.2 | 84.2 | 18
12036 | FLOYD BENNETT MEMORIAL | Glens Falls | -1.8 | 84.7 | 12
12037 | ALBANY INTL | Albany | 4.7 | 86.1 | 12
12040 | FLOYD BENNETT MEMORIAL | Glens Falls | -1.8 | 84.7 | 12
12041 | ALBANY INTL | Albany | 4.7 | 86.1 | 12
12042 | ALBANY INTL | Albany | 4.7 | 86.1 | 12
12043 | FLOYD BENNETT MEMORIAL | Glens Falls | -1.8 | 84.7 | 12
12045 | ALBANY INTL | Albany | 4.7 | 86.1 | 12
12046 | ALBANY INTL | Albany | 4.7 | 86.1 | 12
12047 | ALBANY INTL | Albany | 4.7 | 86.1 | 12
12050 | ALBANY INTL | Albany | 4.7 | 86.1 | 12
12051 | ALBANY INTL | Albany | 4.7 | 86.1 | 12
12052 | FLOYD BENNETT MEMORIAL | Glens Falls | -1.8 | 84.7 | 12
12053 | ALBANY INTL | Albany | 4.7 | 86.1 | 12
12054 | ALBANY INTL | Albany | 4.7 | 86.1 | 12
12055 | FLOYD BENNETT MEMORIAL | Glens Falls | -1.8 | 84.7 | 12
12056 | ALBANY INTL | Albany | 4.7 | 86.1 | 12
12057 | FLOYD BENNETT MEMORIAL | Glens Falls | -1.8 | 84.7 | 12
12058 | ALBANY INTL | Albany | 4.7 | 86.1 | 12
12059 | ALBANY INTL | Albany | 4.7 | 86.1 | 12
12060 | ALBANY INTL | Albany | 4.7 | 86.1 | 12
12061 | ALBANY INTL | Albany | 4.7 | 86.1 | 12
12062 | ALBANY INTL | Albany | 4.7 | 86.1 | 12
12063 | ALBANY INTL | Albany | 4.7 | 86.1 | 12
12064 | FLOYD BENNETT MEMORIAL | Glens Falls | -1.8 | 84.7 | 12
12065 | ALBANY INTL | Albany | 4.7 | 86.1 | 12
12066 | FLOYD BENNETT MEMORIAL | Glens Falls | -1.8 | 84.7 | 12
12067 | ALBANY INTL | Albany | 4.7 | 86.1 | 12
12068 | ALBANY INTL | Albany | 4.7 | 86.1 | 12
12069 | ALBANY INTL | Albany | 4.7 | 86.1 | 12
12070 | ONEIDA COUNTY AP | Utica | 1.2 | 84.2 | 18
12071 | ONEIDA COUNTY AP | Utica | 1.2 | 84.2 | 18
12072 | ONEIDA COUNTY AP | Utica | 1.2 | 84.2 | 18
12073 | ALBANY INTL | Albany | 4.7 | 86.1 | 12
12074 | FLOYD BENNETT MEMORIAL | Glens Falls | -1.8 | 84.7 | 12
12075 | ALBANY INTL | Albany | 4.7 | 86.1 | 12
12076 | FLOYD BENNETT MEMORIAL | Glens Falls | -1.8 | 84.7 | 12
12077 | ALBANY INTL | Albany | 4.7 | 86.1 | 12
12078 | FLOYD BENNETT MEMORIAL | Glens Falls | -1.8 | 84.7 | 12
12082 | FLOYD BENNETT MEMORIAL | Glens Falls | -1.8 | 84.7 | 12
12083 | ALBANY INTL | Albany | 4.7 | 86.1 | 12
12084 | ALBANY INTL | Albany | 4.7 | 86.1 | 12
12085 | ALBANY INTL | Albany | 4.7 | 86.1 | 12
12086 | ALBANY INTL | Albany | 4.7 | 86.1 | 12
12087 | ALBANY INTL | Albany | 4.7 | 86.1 | 12
12089 | FLOYD BENNETT MEMORIAL | Glens Falls | -1.8 | 84.7 | 12
12090 | FLOYD BENNETT MEMORIAL | Glens Falls | -1.8 | 84.7 | 12
12092 | ONEIDA COUNTY AP | Utica | 1.2 | 84.2 | 18
12093 | FLOYD BENNETT MEMORIAL | Glens Falls | -1.8 | 84.7 | 12
12094 | FLOYD BENNETT MEMORIAL | Glens Falls | -1.8 | 84.7 | 12
12095 | FLOYD BENNETT MEMORIAL | Glens Falls | -1.8 | 84.7 | 12
12106 | ALBANY INTL | Albany | 4.7 | 86.1 | 12
12107 | ALBANY INTL | Albany | 4.7 | 86.1 | 12
12108 | ADIRONDACK REGIONAL | Saranac Lake | -11.5 | 81 | 24
12110 | ALBANY INTL | Albany | 4.7 | 86.1 | 12
12115 | ALBANY INTL | Albany | 4.7 | 86.1 | 12
12116 | FLOYD BENNETT MEMORIAL | Glens Falls | -1.8 | 84.7 | 12
12117 | FLOYD BENNETT MEMORIAL | Glens Falls | -1.8 | 84.7 | 12
12118 | ALBANY INTL | Albany | 4.7 | 86.1 | 12
12120 | FLOYD BENNETT MEMORIAL | Glens Falls | -1.8 | 84.7 | 12
12121 | ALBANY INTL | Albany | 4.7 | 86.1 | 12
12122 | ONEIDA COUNTY AP | Utica | 1.2 | 84.2 | 18
12123 | ALBANY INTL | Albany | 4.7 | 86.1 | 12
12124 | ALBANY INTL | Albany | 4.7 | 86.1 | 12
12125 | ALBANY INTL | Albany | 4.7 | 86.1 | 12
12128 | ALBANY INTL | Albany | 4.7 | 86.1 | 12
12130 | ALBANY INTL | Albany | 4.7 | 86.1 | 12
12131 | FLOYD BENNETT MEMORIAL | Glens Falls | -1.8 | 84.7 | 12
12132 | ALBANY INTL | Albany | 4.7 | 86.1 | 12
12133 | FLOYD BENNETT MEMORIAL | Glens Falls | -1.8 | 84.7 | 12
12134 | FLOYD BENNETT MEMORIAL | Glens Falls | -1.8 | 84.7 | 12
12136 | ALBANY INTL | Albany | 4.7 | 86.1 | 12
12137 | FLOYD BENNETT MEMORIAL | Glens Falls | -1.8 | 84.7 | 12
12138 | FLOYD BENNETT MEMORIAL | Glens Falls | -1.8 | 84.7 | 12
12139 | ADIRONDACK REGIONAL | Saranac Lake | -11.5 | 81 | 24
12140 | ALBANY INTL | Albany | 4.7 | 86.1 | 12
12141 | ALBANY INTL | Albany | 4.7 | 86.1 | 12
12143 | ALBANY INTL | Albany | 4.7 | 86.1 | 12
12144 | ALBANY INTL | Albany | 4.7 | 86.1 | 12
12147 | ALBANY INTL | Albany | 4.7 | 86.1 | 12
12148 | ALBANY INTL | Albany | 4.7 | 86.1 | 12
12149 | FLOYD BENNETT MEMORIAL | Glens Falls | -1.8 | 84.7 | 12
12150 | ALBANY INTL | Albany | 4.7 | 86.1 | 12
12151 | ALBANY INTL | Albany | 4.7 | 86.1 | 12
12153 | ALBANY INTL | Albany | 4.7 | 86.1 | 12
12154 | ALBANY INTL | Albany | 4.7 | 86.1 | 12
12155 | FLOYD BENNETT MEMORIAL | Glens Falls | -1.8 | 84.7 | 12
12156 | ALBANY INTL | Albany | 4.7 | 86.1 | 12
12157 | FLOYD BENNETT MEMORIAL | Glens Falls | -1.8 | 84.7 | 12
12158 | ALBANY INTL | Albany | 4.7 | 86.1 | 12
12159 | ALBANY INTL | Albany | 4.7 | 86.1 | 12
12160 | ONEIDA COUNTY AP | Utica | 1.2 | 84.2 | 18
12161 | ALBANY INTL | Albany | 4.7 | 86.1 | 12
12164 | ADIRONDACK REGIONAL | Saranac Lake | -11.5 | 81 | 24
12165 | SULLIVAN COUNTY INTL | Monticello | 4.7 | 82.5 | 12
12166 | ONEIDA COUNTY AP | Utica | 1.2 | 84.2 | 18
12167 | FLOYD BENNETT MEMORIAL | Glens Falls | -1.8 | 84.7 | 12
12168 | FLOYD BENNETT MEMORIAL | Glens Falls | -1.8 | 84.7 | 12
12169 | FLOYD BENNETT MEMORIAL | Glens Falls | -1.8 | 84.7 | 12
12170 | ALBANY INTL | Albany | 4.7 | 86.1 | 12
12172 | ALBANY INTL | Albany | 4.7 | 86.1 | 12
12173 | ALBANY INTL | Albany | 4.7 | 86.1 | 12
12174 | ALBANY INTL | Albany | 4.7 | 86.1 | 12
12175 | FLOYD BENNETT MEMORIAL | Glens Falls | -1.8 | 84.7 | 12
12176 | ALBANY INTL | Albany | 4.7 | 86.1 | 12
12177 | ALBANY INTL | Albany | 4.7 | 86.1 | 12
12180 | ALBANY INTL | Albany | 4.7 | 86.1 | 12
12181 | ALBANY INTL | Albany | 4.7 | 86.1 | 12
12182 | ALBANY INTL | Albany | 4.7 | 86.1 | 12
12183 | ALBANY INTL | Albany | 4.7 | 86.1 | 12
12184 | ALBANY INTL | Albany | 4.7 | 86.1 | 12
12185 | FLOYD BENNETT MEMORIAL | Glens Falls | -1.8 | 84.7 | 12
12186 | ALBANY INTL | Albany | 4.7 | 86.1 | 12
12187 | FLOYD BENNETT MEMORIAL | Glens Falls | -1.8 | 84.7 | 12
12188 | ALBANY INTL | Albany | 4.7 | 86.1 | 12
12189 | ALBANY INTL | Albany | 4.7 | 86.1 | 12
12190 | ADIRONDACK REGIONAL | Saranac Lake | -11.5 | 81 | 24
12192 | ALBANY INTL | Albany | 4.7 | 86.1 | 12
12193 | ALBANY INTL | Albany | 4.7 | 86.1 | 12
12194 | FLOYD BENNETT MEMORIAL | Glens Falls | -1.8 | 84.7 | 12
12195 | ALBANY INTL | Albany | 4.7 | 86.1 | 12
12196 | ALBANY INTL | Albany | 4.7 | 86.1 | 12
12197 | FLOYD BENNETT MEMORIAL | Glens Falls | -1.8 | 84.7 | 12
12198 | ALBANY INTL | Albany | 4.7 | 86.1 | 12
12201 | ALBANY INTL | Albany | 4.7 | 86.1 | 12
12202 | ALBANY INTL | Albany | 4.7 | 86.1 | 12
12203 | ALBANY INTL | Albany | 4.7 | 86.1 | 12
12204 | ALBANY INTL | Albany | 4.7 | 86.1 | 12
12205 | ALBANY INTL | Albany | 4.7 | 86.1 | 12
12206 | ALBANY INTL | Albany | 4.7 | 86.1 | 12
12207 | ALBANY INTL | Albany | 4.7 | 86.1 | 12
12208 | ALBANY INTL | Albany | 4.7 | 86.1 | 12
12209 | ALBANY INTL | Albany | 4.7 | 86.1 | 12
12210 | ALBANY INTL | Albany | 4.7 | 86.1 | 12
12211 | ALBANY INTL | Albany | 4.7 | 86.1 | 12
12212 | ALBANY INTL | Albany | 4.7 | 86.1 | 12
12214 | ALBANY INTL | Albany | 4.7 | 86.1 | 12
12220 | ALBANY INTL | Albany | 4.7 | 86.1 | 12
12222 | ALBANY INTL | Albany | 4.7 | 86.1 | 12
12223 | ALBANY INTL | Albany | 4.7 | 86.1 | 12
12224 | ALBANY INTL | Albany | 4.7 | 86.1 | 12
12225 | ALBANY INTL | Albany | 4.7 | 86.1 | 12
12226 | ALBANY INTL | Albany | 4.7 | 86.1 | 12
12227 | ALBANY INTL | Albany | 4.7 | 86.1 | 12
12228 | ALBANY INTL | Albany | 4.7 | 86.1 | 12
12229 | ALBANY INTL | Albany | 4.7 | 86.1 | 12
12230 | ALBANY INTL | Albany | 4.7 | 86.1 | 12
12231 | ALBANY INTL | Albany | 4.7 | 86.1 | 12
12232 | ALBANY INTL | Albany | 4.7 | 86.1 | 12
12233 | ALBANY INTL | Albany | 4.7 | 86.1 | 12
12234 | ALBANY INTL | Albany | 4.7 | 86.1 | 12
12235 | ALBANY INTL | Albany | 4.7 | 86.1 | 12
12236 | ALBANY INTL | Albany | 4.7 | 86.1 | 12
12237 | ALBANY INTL | Albany | 4.7 | 86.1 | 12
12238 | ALBANY INTL | Albany | 4.7 | 86.1 | 12
12239 | ALBANY INTL | Albany | 4.7 | 86.1 | 12
12240 | ALBANY INTL | Albany | 4.7 | 86.1 | 12
12241 | ALBANY INTL | Albany | 4.7 | 86.1 | 12
12242 | ALBANY INTL | Albany | 4.7 | 86.1 | 12
12243 | ALBANY INTL | Albany | 4.7 | 86.1 | 12
12244 | ALBANY INTL | Albany | 4.7 | 86.1 | 12
12245 | ALBANY INTL | Albany | 4.7 | 86.1 | 12
12246 | ALBANY INTL | Albany | 4.7 | 86.1 | 12
12247 | ALBANY INTL | Albany | 4.7 | 86.1 | 12
12248 | ALBANY INTL | Albany | 4.7 | 86.1 | 12
12249 | ALBANY INTL | Albany | 4.7 | 86.1 | 12
12250 | ALBANY INTL | Albany | 4.7 | 86.1 | 12
12252 | ALBANY INTL | Albany | 4.7 | 86.1 | 12
12255 | ALBANY INTL | Albany | 4.7 | 86.1 | 12
12256 | ALBANY INTL | Albany | 4.7 | 86.1 | 12
12257 | ALBANY INTL | Albany | 4.7 | 86.1 | 12
12260 | ALBANY INTL | Albany | 4.7 | 86.1 | 12
12261 | ALBANY INTL | Albany | 4.7 | 86.1 | 12
12288 | ALBANY INTL | Albany | 4.7 | 86.1 | 12
12301 | ALBANY INTL | Albany | 4.7 | 86.1 | 12
12302 | ALBANY INTL | Albany | 4.7 | 86.1 | 12
12303 | ALBANY INTL | Albany | 4.7 | 86.1 | 12
12304 | ALBANY INTL | Albany | 4.7 | 86.1 | 12
12305 | ALBANY INTL | Albany | 4.7 | 86.1 | 12
12306 | ALBANY INTL | Albany | 4.7 | 86.1 | 12
12307 | ALBANY INTL | Albany | 4.7 | 86.1 | 12
12308 | ALBANY INTL | Albany | 4.7 | 86.1 | 12
12309 | ALBANY INTL | Albany | 4.7 | 86.1 | 12
12325 | FLOYD BENNETT MEMORIAL | Glens Falls | -1.8 | 84.7 | 12
12345 | ALBANY INTL | Albany | 4.7 | 86.1 | 12
12401 | DUTCHESS COUNTY AP | Poughkeepsie | 8.4 | 88.4 | 12
12402 | DUTCHESS COUNTY AP | Poughkeepsie | 8.4 | 88.4 | 12
12404 | DUTCHESS COUNTY AP | Poughkeepsie | 8.4 | 88.4 | 12
12405 | ALBANY INTL | Albany | 4.7 | 86.1 | 12
12406 | GREATER BINGHAMTON AP | Binghamton | 4.5 | 82.3 | 12
12407 | FLOYD BENNETT MEMORIAL | Glens Falls | -1.8 | 84.7 | 12
12409 | SULLIVAN COUNTY INTL | Monticello | 4.7 | 82.5 | 12
12410 | GREATER BINGHAMTON AP | Binghamton | 4.5 | 82.3 | 12
12411 | DUTCHESS COUNTY AP | Poughkeepsie | 8.4 | 88.4 | 12
12412 | SULLIVAN COUNTY INTL | Monticello | 4.7 | 82.5 | 12
12413 | ALBANY INTL | Albany | 4.7 | 86.1 | 12
12414 | ALBANY INTL | Albany | 4.7 | 86.1 | 12
12416 | SULLIVAN COUNTY INTL | Monticello | 4.7 | 82.5 | 12
12417 | DUTCHESS COUNTY AP | Poughkeepsie | 8.4 | 88.4 | 12
12418 | ALBANY INTL | Albany | 4.7 | 86.1 | 12
12419 | DUTCHESS COUNTY AP | Poughkeepsie | 8.4 | 88.4 | 12
12420 | SULLIVAN COUNTY INTL | Monticello | 4.7 | 82.5 | 12
12421 | FLOYD BENNETT MEMORIAL | Glens Falls | -1.8 | 84.7 | 12
12422 | FLOYD BENNETT MEMORIAL | Glens Falls | -1.8 | 84.7 | 12
12423 | ALBANY INTL | Albany | 4.7 | 86.1 | 12
12424 | FLOYD BENNETT MEMORIAL | Glens Falls | -1.8 | 84.7 | 12
12427 | FLOYD BENNETT MEMORIAL | Glens Falls | -1.8 | 84.7 | 12
12428 | SULLIVAN COUNTY INTL | Monticello | 4.7 | 82.5 | 12
12429 | DUTCHESS COUNTY AP | Poughkeepsie | 8.4 | 88.4 | 12
12430 | ONEIDA COUNTY AP | Utica | 1.2 | 84.2 | 18
12431 | ALBANY INTL | Albany | 4.7 | 86.1 | 12
12432 | DUTCHESS COUNTY AP | Poughkeepsie | 8.4 | 88.4 | 12
12433 | ALBANY INTL | Albany | 4.7 | 86.1 | 12
12434 | ONEIDA COUNTY AP | Utica | 1.2 | 84.2 | 18
12435 | SULLIVAN COUNTY INTL | Monticello | 4.7 | 82.5 | 12
12436 | FLOYD BENNETT MEMORIAL | Glens Falls | -1.8 | 84.7 | 12
12438 | ONEIDA COUNTY AP | Utica | 1.2 | 84.2 | 18
12439 | FLOYD BENNETT MEMORIAL | Glens Falls | -1.8 | 84.7 | 12
12440 | DUTCHESS COUNTY AP | Poughkeepsie | 8.4 | 88.4 | 12
12441 | ONEIDA COUNTY AP | Utica | 1.2 | 84.2 | 18
12442 | FLOYD BENNETT MEMORIAL | Glens Falls | -1.8 | 84.7 | 12
12443 | DUTCHESS COUNTY AP | Poughkeepsie | 8.4 | 88.4 | 12
12444 | FLOYD BENNETT MEMORIAL | Glens Falls | -1.8 | 84.7 | 12
12446 | DUTCHESS COUNTY AP | Poughkeepsie | 8.4 | 88.4 | 12
12448 | SULLIVAN COUNTY INTL | Monticello | 4.7 | 82.5 | 12
12449 | DUTCHESS COUNTY AP | Poughkeepsie | 8.4 | 88.4 | 12
12450 | FLOYD BENNETT MEMORIAL | Glens Falls | -1.8 | 84.7 | 12
12451 | ALBANY INTL | Albany | 4.7 | 86.1 | 12
12452 | ONEIDA COUNTY AP | Utica | 1.2 | 84.2 | 18
12453 | DUTCHESS COUNTY AP | Poughkeepsie | 8.4 | 88.4 | 12
12454 | FLOYD BENNETT MEMORIAL | Glens Falls | -1.8 | 84.7 | 12
12455 | ONEIDA COUNTY AP | Utica | 1.2 | 84.2 | 18
12456 | DUTCHESS COUNTY AP | Poughkeepsie | 8.4 | 88.4 | 12
12457 | SULLIVAN COUNTY INTL | Monticello | 4.7 | 82.5 | 12
12458 | SULLIVAN COUNTY INTL | Monticello | 4.7 | 82.5 | 12
12459 | ONEIDA COUNTY AP | Utica | 1.2 | 84.2 | 18
12460 | FLOYD BENNETT MEMORIAL | Glens Falls | -1.8 | 84.7 | 12
12461 | SULLIVAN COUNTY INTL | Monticello | 4.7 | 82.5 | 12
12463 | FLOYD BENNETT MEMORIAL | Glens Falls | -1.8 | 84.7 | 12
12464 | SULLIVAN COUNTY INTL | Monticello | 4.7 | 82.5 | 12
12465 | ONEIDA COUNTY AP | Utica | 1.2 | 84.2 | 18
12466 | DUTCHESS COUNTY AP | Poughkeepsie | 8.4 | 88.4 | 12
12468 | ONEIDA COUNTY AP | Utica | 1.2 | 84.2 | 18
12469 | FLOYD BENNETT MEMORIAL | Glens Falls | -1.8 | 84.7 | 12
12470 | ALBANY INTL | Albany | 4.7 | 86.1 | 12
12471 | DUTCHESS COUNTY AP | Poughkeepsie | 8.4 | 88.4 | 12
12472 | DUTCHESS COUNTY AP | Poughkeepsie | 8.4 | 88.4 | 12
12473 | FLOYD BENNETT MEMORIAL | Glens Falls | -1.8 | 84.7 | 12
12474 | ONEIDA COUNTY AP | Utica | 1.2 | 84.2 | 18
12475 | DUTCHESS COUNTY AP | Poughkeepsie | 8.4 | 88.4 | 12
12477 | ALBANY INTL | Albany | 4.7 | 86.1 | 12
12480 | SULLIVAN COUNTY INTL | Monticello | 4.7 | 82.5 | 12
12481 | SULLIVAN COUNTY INTL | Monticello | 4.7 | 82.5 | 12
12482 | ALBANY INTL | Albany | 4.7 | 86.1 | 12
12483 | DUTCHESS COUNTY AP | Poughkeepsie | 8.4 | 88.4 | 12
12484 | SULLIVAN COUNTY INTL | Monticello | 4.7 | 82.5 | 12
12485 | FLOYD BENNETT MEMORIAL | Glens Falls | -1.8 | 84.7 | 12
12486 | DUTCHESS COUNTY AP | Poughkeepsie | 8.4 | 88.4 | 12
12487 | DUTCHESS COUNTY AP | Poughkeepsie | 8.4 | 88.4 | 12
12489 | DUTCHESS COUNTY AP | Poughkeepsie | 8.4 | 88.4 | 12
12490 | DUTCHESS COUNTY AP | Poughkeepsie | 8.4 | 88.4 | 12
12491 | ALBANY INTL | Albany | 4.7 | 86.1 | 12
12492 | FLOYD BENNETT MEMORIAL | Glens Falls | -1.8 | 84.7 | 12
12493 | DUTCHESS COUNTY AP | Poughkeepsie | 8.4 | 88.4 | 12
12494 | SULLIVAN COUNTY INTL | Monticello | 4.7 | 82.5 | 12
12495 | SULLIVAN COUNTY INTL | Monticello | 4.7 | 82.5 | 12
12496 | FLOYD BENNETT MEMORIAL | Glens Falls | -1.8 | 84.7 | 12
12498 | ALBANY INTL | Albany | 4.7 | 86.1 | 12
12501 | DUTCHESS COUNTY AP | Poughkeepsie | 8.4 | 88.4 | 12
12502 | ALBANY INTL | Albany | 4.7 | 86.1 | 12
12503 | ALBANY INTL | Albany | 4.7 | 86.1 | 12
12504 | DUTCHESS COUNTY AP | Poughkeepsie | 8.4 | 88.4 | 12
12506 | DUTCHESS COUNTY AP | Poughkeepsie | 8.4 | 88.4 | 12
12507 | DUTCHESS COUNTY AP | Poughkeepsie | 8.4 | 88.4 | 12
12508 | DUTCHESS COUNTY AP | Poughkeepsie | 8.4 | 88.4 | 12
12510 | DUTCHESS COUNTY AP | Poughkeepsie | 8.4 | 88.4 | 12
12511 | DUTCHESS COUNTY AP | Poughkeepsie | 8.4 | 88.4 | 12
12512 | DUTCHESS COUNTY AP | Poughkeepsie | 8.4 | 88.4 | 12
12513 | ALBANY INTL | Albany | 4.7 | 86.1 | 12
12514 | DUTCHESS COUNTY AP | Poughkeepsie | 8.4 | 88.4 | 12
12515 | DUTCHESS COUNTY AP | Poughkeepsie | 8.4 | 88.4 | 12
12516 | ALBANY INTL | Albany | 4.7 | 86.1 | 12
12517 | ALBANY INTL | Albany | 4.7 | 86.1 | 12
12518 | DUTCHESS COUNTY AP | Poughkeepsie | 8.4 | 88.4 | 12
12520 | DUTCHESS COUNTY AP | Poughkeepsie | 8.4 | 88.4 | 12
12521 | SULLIVAN COUNTY INTL | Monticello | 4.7 | 82.5 | 12
12522 | DUTCHESS COUNTY AP | Poughkeepsie | 8.4 | 88.4 | 12
12523 | ALBANY INTL | Albany | 4.7 | 86.1 | 12
12524 | DUTCHESS COUNTY AP | Poughkeepsie | 8.4 | 88.4 | 12
12525 | DUTCHESS COUNTY AP | Poughkeepsie | 8.4 | 88.4 | 12
12526 | DUTCHESS COUNTY AP | Poughkeepsie | 8.4 | 88.4 | 12
12527 | DUTCHESS COUNTY AP | Poughkeepsie | 8.4 | 88.4 | 12
12528 | DUTCHESS COUNTY AP | Poughkeepsie | 8.4 | 88.4 | 12
12529 | SULLIVAN COUNTY INTL | Monticello | 4.7 | 82.5 | 12
12530 | ALBANY INTL | Albany | 4.7 | 86.1 | 12
12531 | DUTCHESS COUNTY AP | Poughkeepsie | 8.4 | 88.4 | 12
12533 | DUTCHESS COUNTY AP | Poughkeepsie | 8.4 | 88.4 | 12
12534 | ALBANY INTL | Albany | 4.7 | 86.1 | 12
12537 | DUTCHESS COUNTY AP | Poughkeepsie | 8.4 | 88.4 | 12
12538 | DUTCHESS COUNTY AP | Poughkeepsie | 8.4 | 88.4 | 12
12540 | DUTCHESS COUNTY AP | Poughkeepsie | 8.4 | 88.4 | 12
12541 | DUTCHESS COUNTY AP | Poughkeepsie | 8.4 | 88.4 | 12
12542 | DUTCHESS COUNTY AP | Poughkeepsie | 8.4 | 88.4 | 12
12543 | DUTCHESS COUNTY AP | Poughkeepsie | 8.4 | 88.4 | 12
12544 | ALBANY INTL | Albany | 4.7 | 86.1 | 12
12545 | DUTCHESS COUNTY AP | Poughkeepsie | 8.4 | 88.4 | 12
12546 | SULLIVAN COUNTY INTL | Monticello | 4.7 | 82.5 | 12
12547 | DUTCHESS COUNTY AP | Poughkeepsie | 8.4 | 88.4 | 12
12548 | DUTCHESS COUNTY AP | Poughkeepsie | 8.4 | 88.4 | 12
12549 | DUTCHESS COUNTY AP | Poughkeepsie | 8.4 | 88.4 | 12
12550 | DUTCHESS COUNTY AP | Poughkeepsie | 8.4 | 88.4 | 12
12551 | DUTCHESS COUNTY AP | Poughkeepsie | 8.4 | 88.4 | 12
12552 | DUTCHESS COUNTY AP | Poughkeepsie | 8.4 | 88.4 | 12
12553 | DUTCHESS COUNTY AP | Poughkeepsie | 8.4 | 88.4 | 12
12555 | DUTCHESS COUNTY AP | Poughkeepsie | 8.4 | 88.4 | 12
12561 | DUTCHESS COUNTY AP | Poughkeepsie | 8.4 | 88.4 | 12
12563 | DUTCHESS COUNTY AP | Poughkeepsie | 8.4 | 88.4 | 12
12564 | DUTCHESS COUNTY AP | Poughkeepsie | 8.4 | 88.4 | 12
12565 | ALBANY INTL | Albany | 4.7 | 86.1 | 12
12566 | DUTCHESS COUNTY AP | Poughkeepsie | 8.4 | 88.4 | 12
12567 | ALBANY INTL | Albany | 4.7 | 86.1 | 12
12568 | DUTCHESS COUNTY AP | Poughkeepsie | 8.4 | 88.4 | 12
12569 | DUTCHESS COUNTY AP | Poughkeepsie | 8.4 | 88.4 | 12
12570 | DUTCHESS COUNTY AP | Poughkeepsie | 8.4 | 88.4 | 12
12571 | ALBANY INTL | Albany | 4.7 | 86.1 | 12
12572 | DUTCHESS COUNTY AP | Poughkeepsie | 8.4 | 88.4 | 12
12574 | DUTCHESS COUNTY AP | Poughkeepsie | 8.4 | 88.4 | 12
12575 | DUTCHESS COUNTY AP | Poughkeepsie | 8.4 | 88.4 | 12
12577 | DUTCHESS COUNTY AP | Poughkeepsie | 8.4 | 88.4 | 12
12578 | DUTCHESS COUNTY AP | Poughkeepsie | 8.4 | 88.4 | 12
12580 | DUTCHESS COUNTY AP | Poughkeepsie | 8.4 | 88.4 | 12
12581 | DUTCHESS COUNTY AP | Poughkeepsie | 8.4 | 88.4 | 12
12582 | DUTCHESS COUNTY AP | Poughkeepsie | 8.4 | 88.4 | 12
12583 | DUTCHESS COUNTY AP | Poughkeepsie | 8.4 | 88.4 | 12
12584 | DUTCHESS COUNTY AP | Poughkeepsie | 8.4 | 88.4 | 12
12585 | DUTCHESS COUNTY AP | Poughkeepsie | 8.4 | 88.4 | 12
12586 | DUTCHESS COUNTY AP | Poughkeepsie | 8.4 | 88.4 | 12
12588 | DUTCHESS COUNTY AP | Poughkeepsie | 8.4 | 88.4 | 12
12589 | DUTCHESS COUNTY AP | Poughkeepsie | 8.4 | 88.4 | 12
12590 | DUTCHESS COUNTY AP | Poughkeepsie | 8.4 | 88.4 | 12
12592 | DUTCHESS COUNTY AP | Poughkeepsie | 8.4 | 88.4 | 12
12594 | DUTCHESS COUNTY AP | Poughkeepsie | 8.4 | 88.4 | 12
12601 | DUTCHESS COUNTY AP | Poughkeepsie | 8.4 | 88.4 | 12
12602 | DUTCHESS COUNTY AP | Poughkeepsie | 8.4 | 88.4 | 12
12603 | DUTCHESS COUNTY AP | Poughkeepsie | 8.4 | 88.4 | 12
12604 | DUTCHESS COUNTY AP | Poughkeepsie | 8.4 | 88.4 | 12
12701 | SULLIVAN COUNTY INTL | Monticello | 4.7 | 82.5 | 12
12719 | SULLIVAN COUNTY INTL | Monticello | 4.7 | 82.5 | 12
12720 | SULLIVAN COUNTY INTL | Monticello | 4.7 | 82.5 | 12
12721 | DUTCHESS COUNTY AP | Poughkeepsie | 8.4 | 88.4 | 12
12722 | DUTCHESS COUNTY AP | Poughkeepsie | 8.4 | 88.4 | 12
12723 | SULLIVAN COUNTY INTL | Monticello | 4.7 | 82.5 | 12
12724 | SULLIVAN COUNTY INTL | Monticello | 4.7 | 82.5 | 12
12725 | SULLIVAN COUNTY INTL | Monticello | 4.7 | 82.5 | 12
12726 | SULLIVAN COUNTY INTL | Monticello | 4.7 | 82.5 | 12
12727 | SULLIVAN COUNTY INTL | Monticello | 4.7 | 82.5 | 12
12729 | SULLIVAN COUNTY INTL | Monticello | 4.7 | 82.5 | 12
12732 | SULLIVAN COUNTY INTL | Monticello | 4.7 | 82.5 | 12
12733 | SULLIVAN COUNTY INTL | Monticello | 4.7 | 82.5 | 12
12734 | SULLIVAN COUNTY INTL | Monticello | 4.7 | 82.5 | 12
12736 | SULLIVAN COUNTY INTL | Monticello | 4.7 | 82.5 | 12
12737 | SULLIVAN COUNTY INTL | Monticello | 4.7 | 82.5 | 12
12738 | SULLIVAN COUNTY INTL | Monticello | 4.7 | 82.5 | 12
12740 | SULLIVAN COUNTY INTL | Monticello | 4.7 | 82.5 | 12
12741 | SULLIVAN COUNTY INTL | Monticello | 4.7 | 82.5 | 12
12742 | SULLIVAN COUNTY INTL | Monticello | 4.7 | 82.5 | 12
12743 | SULLIVAN COUNTY INTL | Monticello | 4.7 | 82.5 | 12
12745 | SULLIVAN COUNTY INTL | Monticello | 4.7 | 82.5 | 12
12746 | DUTCHESS COUNTY AP | Poughkeepsie | 8.4 | 88.4 | 12
12747 | SULLIVAN COUNTY INTL | Monticello | 4.7 | 82.5 | 12
12748 | SULLIVAN COUNTY INTL | Monticello | 4.7 | 82.5 | 12
12749 | SULLIVAN COUNTY INTL | Monticello | 4.7 | 82.5 | 12
12750 | SULLIVAN COUNTY INTL | Monticello | 4.7 | 82.5 | 12
12751 | SULLIVAN COUNTY INTL | Monticello | 4.7 | 82.5 | 12
12752 | SULLIVAN COUNTY INTL | Monticello | 4.7 | 82.5 | 12
12754 | SULLIVAN COUNTY INTL | Monticello | 4.7 | 82.5 | 12
12758 | SULLIVAN COUNTY INTL | Monticello | 4.7 | 82.5 | 12
12759 | SULLIVAN COUNTY INTL | Monticello | 4.7 | 82.5 | 12
12760 | SULLIVAN COUNTY INTL | Monticello | 4.7 | 82.5 | 12
12762 | SULLIVAN COUNTY INTL | Monticello | 4.7 | 82.5 | 12
12763 | SULLIVAN COUNTY INTL | Monticello | 4.7 | 82.5 | 12
12764 | SULLIVAN COUNTY INTL | Monticello | 4.7 | 82.5 | 12
12765 | SULLIVAN COUNTY INTL | Monticello | 4.7 | 82.5 | 12
12766 | SULLIVAN COUNTY INTL | Monticello | 4.7 | 82.5 | 12
12767 | SULLIVAN COUNTY INTL | Monticello | 4.7 | 82.5 | 12
12768 | SULLIVAN COUNTY INTL | Monticello | 4.7 | 82.5 | 12
12769 | DUTCHESS COUNTY AP | Poughkeepsie | 8.4 | 88.4 | 12
12770 | SULLIVAN COUNTY INTL | Monticello | 4.7 | 82.5 | 12
12771 | SULLIVAN COUNTY INTL | Monticello | 4.7 | 82.5 | 12
12775 | SULLIVAN COUNTY INTL | Monticello | 4.7 | 82.5 | 12
12776 | SULLIVAN COUNTY INTL | Monticello | 4.7 | 82.5 | 12
12777 | SULLIVAN COUNTY INTL | Monticello | 4.7 | 82.5 | 12
12778 | SULLIVAN COUNTY INTL | Monticello | 4.7 | 82.5 | 12
12779 | SULLIVAN COUNTY INTL | Monticello | 4.7 | 82.5 | 12
12780 | SULLIVAN COUNTY INTL | Monticello | 4.7 | 82.5 | 12
12781 | DUTCHESS COUNTY AP | Poughkeepsie | 8.4 | 88.4 | 12
12783 | SULLIVAN COUNTY INTL | Monticello | 4.7 | 82.5 | 12
12784 | SULLIVAN COUNTY INTL | Monticello | 4.7 | 82.5 | 12
12785 | DUTCHESS COUNTY AP | Poughkeepsie | 8.4 | 88.4 | 12
12786 | SULLIVAN COUNTY INTL | Monticello | 4.7 | 82.5 | 12
12787 | SULLIVAN COUNTY INTL | Monticello | 4.7 | 82.5 | 12
12788 | SULLIVAN COUNTY INTL | Monticello | 4.7 | 82.5 | 12
12789 | SULLIVAN COUNTY INTL | Monticello | 4.7 | 82.5 | 12
12790 | SULLIVAN COUNTY INTL | Monticello | 4.7 | 82.5 | 12
12791 | SULLIVAN COUNTY INTL | Monticello | 4.7 | 82.5 | 12
12792 | SULLIVAN COUNTY INTL | Monticello | 4.7 | 82.5 | 12
12801 | FLOYD BENNETT MEMORIAL | Glens Falls | -1.8 | 84.7 | 12
12803 | FLOYD BENNETT MEMORIAL | Glens Falls | -1.8 | 84.7 | 12
12804 | FLOYD BENNETT MEMORIAL | Glens Falls | -1.8 | 84.7 | 12
12808 | ADIRONDACK REGIONAL | Saranac Lake | -11.5 | 81 | 24
12809 | FLOYD BENNETT MEMORIAL | Glens Falls | -1.8 | 84.7 | 12
12810 | FLOYD BENNETT MEMORIAL | Glens Falls | -1.8 | 84.7 | 12
12811 | ADIRONDACK REGIONAL | Saranac Lake | -11.5 | 81 | 24
12812 | ADIRONDACK REGIONAL | Saranac Lake | -11.5 | 81 | 24
12814 | FLOYD BENNETT MEMORIAL | Glens Falls | -1.8 | 84.7 | 12
12815 | ADIRONDACK REGIONAL | Saranac Lake | -11.5 | 81 | 24
12816 | FLOYD BENNETT MEMORIAL | Glens Falls | -1.8 | 84.7 | 12
12817 | ADIRONDACK REGIONAL | Saranac Lake | -11.5 | 81 | 24
12819 | FLOYD BENNETT MEMORIAL | Glens Falls | -1.8 | 84.7 | 12
12820 | FLOYD BENNETT MEMORIAL | Glens Falls | -1.8 | 84.7 | 12
12821 | FLOYD BENNETT MEMORIAL | Glens Falls | -1.8 | 84.7 | 12
12822 | FLOYD BENNETT MEMORIAL | Glens Falls | -1.8 | 84.7 | 12
12823 | FLOYD BENNETT MEMORIAL | Glens Falls | -1.8 | 84.7 | 12
12824 | FLOYD BENNETT MEMORIAL | Glens Falls | -1.8 | 84.7 | 12
12827 | FLOYD BENNETT MEMORIAL | Glens Falls | -1.8 | 84.7 | 12
12828 | FLOYD BENNETT MEMORIAL | Glens Falls | -1.8 | 84.7 | 12
12831 | FLOYD BENNETT MEMORIAL | Glens Falls | -1.8 | 84.7 | 12
12832 | FLOYD BENNETT MEMORIAL | Glens Falls | -1.8 | 84.7 | 12
12833 | FLOYD BENNETT MEMORIAL | Glens Falls | -1.8 | 84.7 | 12
12834 | FLOYD BENNETT MEMORIAL | Glens Falls | -1.8 | 84.7 | 12
12835 | FLOYD BENNETT MEMORIAL | Glens Falls | -1.8 | 84.7 | 12
12836 | ADIRONDACK REGIONAL | Saranac Lake | -11.5 | 81 | 24
12837 | FLOYD BENNETT MEMORIAL | Glens Falls | -1.8 | 84.7 | 12
12838 | FLOYD BENNETT MEMORIAL | Glens Falls | -1.8 | 84.7 | 12
12839 | FLOYD BENNETT MEMORIAL | Glens Falls | -1.8 | 84.7 | 12
12841 | FLOYD BENNETT MEMORIAL | Glens Falls | -1.8 | 84.7 | 12
12842 | ADIRONDACK REGIONAL | Saranac Lake | -11.5 | 81 | 24
12843 | ADIRONDACK REGIONAL | Saranac Lake | -11.5 | 81 | 24
12844 | FLOYD BENNETT MEMORIAL | Glens Falls | -1.8 | 84.7 | 12
12845 | FLOYD BENNETT MEMORIAL | Glens Falls | -1.8 | 84.7 | 12
12846 | FLOYD BENNETT MEMORIAL | Glens Falls | -1.8 | 84.7 | 12
12847 | ADIRONDACK REGIONAL | Saranac Lake | -11.5 | 81 | 24
12848 | FLOYD BENNETT MEMORIAL | Glens Falls | -1.8 | 84.7 | 12
12849 | FLOYD BENNETT MEMORIAL | Glens Falls | -1.8 | 84.7 | 12
12850 | FLOYD BENNETT MEMORIAL | Glens Falls | -1.8 | 84.7 | 12
12851 | ADIRONDACK REGIONAL | Saranac Lake | -11.5 | 81 | 24
12852 | ADIRONDACK REGIONAL | Saranac Lake | -11.5 | 81 | 24
12853 | ADIRONDACK REGIONAL | Saranac Lake | -11.5 | 81 | 24
12854 | FLOYD BENNETT MEMORIAL | Glens Falls | -1.8 | 84.7 | 12
12855 | ADIRONDACK REGIONAL | Saranac Lake | -11.5 | 81 | 24
12856 | ADIRONDACK REGIONAL | Saranac Lake | -11.5 | 81 | 24
12857 | ADIRONDACK REGIONAL | Saranac Lake | -11.5 | 81 | 24
12858 | ADIRONDACK REGIONAL | Saranac Lake | -11.5 | 81 | 24
12859 | FLOYD BENNETT MEMORIAL | Glens Falls | -1.8 | 84.7 | 12
12860 | ADIRONDACK REGIONAL | Saranac Lake | -11.5 | 81 | 24
12861 | FLOYD BENNETT MEMORIAL | Glens Falls | -1.8 | 84.7 | 12
12862 | ADIRONDACK REGIONAL | Saranac Lake | -11.5 | 81 | 24
12863 | FLOYD BENNETT MEMORIAL | Glens Falls | -1.8 | 84.7 | 12
12864 | ADIRONDACK REGIONAL | Saranac Lake | -11.5 | 81 | 24
12865 | FLOYD BENNETT MEMORIAL | Glens Falls | -1.8 | 84.7 | 12
12866 | ALBANY INTL | Albany | 4.7 | 86.1 | 12
12870 | ADIRONDACK REGIONAL | Saranac Lake | -11.5 | 81 | 24
12871 | ALBANY INTL | Albany | 4.7 | 86.1 | 12
12872 | ADIRONDACK REGIONAL | Saranac Lake | -11.5 | 81 | 24
12873 | FLOYD BENNETT MEMORIAL | Glens Falls | -1.8 | 84.7 | 12
12874 | ADIRONDACK REGIONAL | Saranac Lake | -11.5 | 81 | 24
12878 | FLOYD BENNETT MEMORIAL | Glens Falls | -1.8 | 84.7 | 12
12879 | ADIRONDACK REGIONAL | Saranac Lake | -11.5 | 81 | 24
12883 | ADIRONDACK REGIONAL | Saranac Lake | -11.5 | 81 | 24
12884 | ALBANY INTL | Albany | 4.7 | 86.1 | 12
12885 | FLOYD BENNETT MEMORIAL | Glens Falls | -1.8 | 84.7 | 12
12886 | ADIRONDACK REGIONAL | Saranac Lake | -11.5 | 81 | 24
12887 | FLOYD BENNETT MEMORIAL | Glens Falls | -1.8 | 84.7 | 12
12901 | MASSENA INTL | Massena | -7.8 | 84.4 | 12
12903 | MASSENA INTL | Massena | -7.8 | 84.4 | 12
12910 | ADIRONDACK REGIONAL | Saranac Lake | -11.5 | 81 | 24
12911 | MASSENA INTL | Massena | -7.8 | 84.4 | 12
12912 | ADIRONDACK REGIONAL | Saranac Lake | -11.5 | 81 | 24
12913 | ADIRONDACK REGIONAL | Saranac Lake | -11.5 | 81 | 24
12914 | MASSENA INTL | Massena | -7.8 | 84.4 | 12
12915 | ADIRONDACK REGIONAL | Saranac Lake | -11.5 | 81 | 24
12916 | MASSENA INTL | Massena | -7.8 | 84.4 | 12
12917 | ADIRONDACK REGIONAL | Saranac Lake | -11.5 | 81 | 24
12918 | ADIRONDACK REGIONAL | Saranac Lake | -11.5 | 81 | 24
12919 | MASSENA INTL | Massena | -7.8 | 84.4 | 12
12920 | ADIRONDACK REGIONAL | Saranac Lake | -11.5 | 81 | 24
12921 | MASSENA INTL | Massena | -7.8 | 84.4 | 12
12922 | ADIRONDACK REGIONAL | Saranac Lake | -11.5 | 81 | 24
12923 | ADIRONDACK REGIONAL | Saranac Lake | -11.5 | 81 | 24
12924 | ADIRONDACK REGIONAL | Saranac Lake | -11.5 | 81 | 24
12926 | MASSENA INTL | Massena | -7.8 | 84.4 | 12
12927 | ADIRONDACK REGIONAL | Saranac Lake | -11.5 | 81 | 24
12928 | ADIRONDACK REGIONAL | Saranac Lake | -11.5 | 81 | 24
12929 | ADIRONDACK REGIONAL | Saranac Lake | -11.5 | 81 | 24
12930 | ADIRONDACK REGIONAL | Saranac Lake | -11.5 | 81 | 24
12932 | MASSENA INTL | Massena | -7.8 | 84.4 | 12
12933 | ADIRONDACK REGIONAL | Saranac Lake | -11.5 | 81 | 24
12934 | ADIRONDACK REGIONAL | Saranac Lake | -11.5 | 81 | 24
12935 | ADIRONDACK REGIONAL | Saranac Lake | -11.5 | 81 | 24
12936 | MASSENA INTL | Massena | -7.8 | 84.4 | 12
12937 | MASSENA INTL | Massena | -7.8 | 84.4 | 12
12939 | ADIRONDACK REGIONAL | Saranac Lake | -11.5 | 81 | 24
12941 | ADIRONDACK REGIONAL | Saranac Lake | -11.5 | 81 | 24
12942 | ADIRONDACK REGIONAL | Saranac Lake | -11.5 | 81 | 24
12943 | ADIRONDACK REGIONAL | Saranac Lake | -11.5 | 81 | 24
12944 | ADIRONDACK REGIONAL | Saranac Lake | -11.5 | 81 | 24
12945 | ADIRONDACK REGIONAL | Saranac Lake | -11.5 | 81 | 24
12946 | ADIRONDACK REGIONAL | Saranac Lake | -11.5 | 81 | 24
12949 | MASSENA INTL | Massena | -7.8 | 84.4 | 12
12950 | ADIRONDACK REGIONAL | Saranac Lake | -11.5 | 81 | 24
12952 | ADIRONDACK REGIONAL | Saranac Lake | -11.5 | 81 | 24
12953 | ADIRONDACK REGIONAL | Saranac Lake | -11.5 | 81 | 24
12955 | ADIRONDACK REGIONAL | Saranac Lake | -11.5 | 81 | 24
12956 | ADIRONDACK REGIONAL | Saranac Lake | -11.5 | 81 | 24
12957 | MASSENA INTL | Massena | -7.8 | 84.4 | 12
12958 | MASSENA INTL | Massena | -7.8 | 84.4 | 12
12959 | ADIRONDACK REGIONAL | Saranac Lake | -11.5 | 81 | 24
12960 | ADIRONDACK REGIONAL | Saranac Lake | -11.5 | 81 | 24
12961 | ADIRONDACK REGIONAL | Saranac Lake | -11.5 | 81 | 24
12962 | MASSENA INTL | Massena | -7.8 | 84.4 | 12
12964 | MASSENA INTL | Massena | -7.8 | 84.4 | 12
12965 | MASSENA INTL | Massena | -7.8 | 84.4 | 12
12966 | ADIRONDACK REGIONAL | Saranac Lake | -11.5 | 81 | 24
12967 | MASSENA INTL | Massena | -7.8 | 84.4 | 12
12969 | ADIRONDACK REGIONAL | Saranac Lake | -11.5 | 81 | 24
12970 | ADIRONDACK REGIONAL | Saranac Lake | -11.5 | 81 | 24
12972 | MASSENA INTL | Massena | -7.8 | 84.4 | 12
12973 | ADIRONDACK REGIONAL | Saranac Lake | -11.5 | 81 | 24
12974 | MASSENA INTL | Massena | -7.8 | 84.4 | 12
12975 | MASSENA INTL | Massena | -7.8 | 84.4 | 12
12976 | ADIRONDACK REGIONAL | Saranac Lake | -11.5 | 81 | 24
12977 | ADIRONDACK REGIONAL | Saranac Lake | -11.5 | 81 | 24
12978 | ADIRONDACK REGIONAL | Saranac Lake | -11.5 | 81 | 24
12979 | MASSENA INTL | Massena | -7.8 | 84.4 | 12
12980 | ADIRONDACK REGIONAL | Saranac Lake | -11.5 | 81 | 24
12981 | ADIRONDACK REGIONAL | Saranac Lake | -11.5 | 81 | 24
12983 | ADIRONDACK REGIONAL | Saranac Lake | -11.5 | 81 | 24
12985 | ADIRONDACK REGIONAL | Saranac Lake | -11.5 | 81 | 24
12986 | ADIRONDACK REGIONAL | Saranac Lake | -11.5 | 81 | 24
12987 | ADIRONDACK REGIONAL | Saranac Lake | -11.5 | 81 | 24
12989 | ADIRONDACK REGIONAL | Saranac Lake | -11.5 | 81 | 24
12992 | MASSENA INTL | Massena | -7.8 | 84.4 | 12
12993 | MASSENA INTL | Massena | -7.8 | 84.4 | 12
12995 | ADIRONDACK REGIONAL | Saranac Lake | -11.5 | 81 | 24
12996 | MASSENA INTL | Massena | -7.8 | 84.4 | 12
12997 | ADIRONDACK REGIONAL | Saranac Lake | -11.5 | 81 | 24
12998 | ADIRONDACK REGIONAL | Saranac Lake | -11.5 | 81 | 24
13020 | ONEIDA COUNTY AP | Utica | 1.2 | 84.2 | 18
13021 | SYRACUSE HANCOCK INTL | Syracuse | 4.9 | 86.4 | 12
13022 | SYRACUSE HANCOCK INTL | Syracuse | 4.9 | 86.4 | 12
13024 | GREATER BINGHAMTON AP | Binghamton | 4.5 | 82.3 | 12
13026 | GREATER BINGHAMTON AP | Binghamton | 4.5 | 82.3 | 12
13027 | SYRACUSE HANCOCK INTL | Syracuse | 4.9 | 86.4 | 12
13028 | ONEIDA COUNTY AP | Utica | 1.2 | 84.2 | 18
13029 | SYRACUSE HANCOCK INTL | Syracuse | 4.9 | 86.4 | 12
13030 | SYRACUSE HANCOCK INTL | Syracuse | 4.9 | 86.4 | 12
13031 | SYRACUSE HANCOCK INTL | Syracuse | 4.9 | 86.4 | 12
13032 | ONEIDA COUNTY AP | Utica | 1.2 | 84.2 | 18
13033 | SYRACUSE HANCOCK INTL | Syracuse | 4.9 | 86.4 | 12
13034 | SYRACUSE HANCOCK INTL | Syracuse | 4.9 | 86.4 | 12
13035 | ONEIDA COUNTY AP | Utica | 1.2 | 84.2 | 18
13036 | SYRACUSE HANCOCK INTL | Syracuse | 4.9 | 86.4 | 12
13037 | SYRACUSE HANCOCK INTL | Syracuse | 4.9 | 86.4 | 12
13039 | SYRACUSE HANCOCK INTL | Syracuse | 4.9 | 86.4 | 12
13040 | ONEIDA COUNTY AP | Utica | 1.2 | 84.2 | 18
13041 | SYRACUSE HANCOCK INTL | Syracuse | 4.9 | 86.4 | 12
13042 | ONEIDA COUNTY AP | Utica | 1.2 | 84.2 | 18
13043 | ONEIDA COUNTY AP | Utica | 1.2 | 84.2 | 18
13044 | SYRACUSE HANCOCK INTL | Syracuse | 4.9 | 86.4 | 12
13045 | ONEIDA COUNTY AP | Utica | 1.2 | 84.2 | 18
13051 | ONEIDA COUNTY AP | Utica | 1.2 | 84.2 | 18
13052 | ONEIDA COUNTY AP | Utica | 1.2 | 84.2 | 18
13053 | GREATER BINGHAMTON AP | Binghamton | 4.5 | 82.3 | 12
13054 | ONEIDA COUNTY AP | Utica | 1.2 | 84.2 | 18
13056 | ONEIDA COUNTY AP | Utica | 1.2 | 84.2 | 18
13057 | SYRACUSE HANCOCK INTL | Syracuse | 4.9 | 86.4 | 12
13060 | SYRACUSE HANCOCK INTL | Syracuse | 4.9 | 86.4 | 12
13061 | ONEIDA COUNTY AP | Utica | 1.2 | 84.2 | 18
13062 | GREATER BINGHAMTON AP | Binghamton | 4.5 | 82.3 | 12
13063 | ONEIDA COUNTY AP | Utica | 1.2 | 84.2 | 18
13064 | SYRACUSE HANCOCK INTL | Syracuse | 4.9 | 86.4 | 12
13065 | SYRACUSE HANCOCK INTL | Syracuse | 4.9 | 86.4 | 12
13066 | SYRACUSE HANCOCK INTL | Syracuse | 4.9 | 86.4 | 12
13068 | GREATER BINGHAMTON AP | Binghamton | 4.5 | 82.3 | 12
13069 | SYRACUSE HANCOCK INTL | Syracuse | 4.9 | 86.4 | 12
13071 | GREATER BINGHAMTON AP | Binghamton | 4.5 | 82.3 | 12
13072 | ONEIDA COUNTY AP | Utica | 1.2 | 84.2 | 18
13073 | ONEIDA COUNTY AP | Utica | 1.2 | 84.2 | 18
13074 | SYRACUSE HANCOCK INTL | Syracuse | 4.9 | 86.4 | 12
13076 | SYRACUSE HANCOCK INTL | Syracuse | 4.9 | 86.4 | 12
13077 | ONEIDA COUNTY AP | Utica | 1.2 | 84.2 | 18
13078 | SYRACUSE HANCOCK INTL | Syracuse | 4.9 | 86.4 | 12
13080 | SYRACUSE HANCOCK INTL | Syracuse | 4.9 | 86.4 | 12
13081 | GREATER BINGHAMTON AP | Binghamton | 4.5 | 82.3 | 12
13082 | SYRACUSE HANCOCK INTL | Syracuse | 4.9 | 86.4 | 12
13083 | WHEELER-SACK AAF | Fort Drum | -4.4 | 83.6 | 18
13084 | SYRACUSE HANCOCK INTL | Syracuse | 4.9 | 86.4 | 12
13087 | ONEIDA COUNTY AP | Utica | 1.2 | 84.2 | 18
13088 | SYRACUSE HANCOCK INTL | Syracuse | 4.9 | 86.4 | 12
13089 | SYRACUSE HANCOCK INTL | Syracuse | 4.9 | 86.4 | 12
13090 | SYRACUSE HANCOCK INTL | Syracuse | 4.9 | 86.4 | 12
13092 | GREATER BINGHAMTON AP | Binghamton | 4.5 | 82.3 | 12
13093 | SYRACUSE HANCOCK INTL | Syracuse | 4.9 | 86.4 | 12
13101 | ONEIDA COUNTY AP | Utica | 1.2 | 84.2 | 18
13102 | GREATER BINGHAMTON AP | Binghamton | 4.5 | 82.3 | 12
13103 | SYRACUSE HANCOCK INTL | Syracuse | 4.9 | 86.4 | 12
13104 | SYRACUSE HANCOCK INTL | Syracuse | 4.9 | 86.4 | 12
13107 | SYRACUSE HANCOCK INTL | Syracuse | 4.9 | 86.4 | 12
13108 | SYRACUSE HANCOCK INTL | Syracuse | 4.9 | 86.4 | 12
13110 | SYRACUSE HANCOCK INTL | Syracuse | 4.9 | 86.4 | 12
13111 | SYRACUSE HANCOCK INTL | Syracuse | 4.9 | 86.4 | 12
13112 | SYRACUSE HANCOCK INTL | Syracuse | 4.9 | 86.4 | 12
13113 | SYRACUSE HANCOCK INTL | Syracuse | 4.9 | 86.4 | 12
13114 | SYRACUSE HANCOCK INTL | Syracuse | 4.9 | 86.4 | 12
13115 | SYRACUSE HANCOCK INTL | Syracuse | 4.9 | 86.4 | 12
13116 | SYRACUSE HANCOCK INTL | Syracuse | 4.9 | 86.4 | 12
13117 | SYRACUSE HANCOCK INTL | Syracuse | 4.9 | 86.4 | 12
13118 | ONEIDA COUNTY AP | Utica | 1.2 | 84.2 | 18
13119 | SYRACUSE HANCOCK INTL | Syracuse | 4.9 | 86.4 | 12
13120 | SYRACUSE HANCOCK INTL | Syracuse | 4.9 | 86.4 | 12
13121 | SYRACUSE HANCOCK INTL | Syracuse | 4.9 | 86.4 | 12
13122 | ONEIDA COUNTY AP | Utica | 1.2 | 84.2 | 18
13123 | ONEIDA COUNTY AP | Utica | 1.2 | 84.2 | 18
13124 | ONEIDA COUNTY AP | Utica | 1.2 | 84.2 | 18
13126 | SYRACUSE HANCOCK INTL | Syracuse | 4.9 | 86.4 | 12
13131 | SYRACUSE HANCOCK INTL | Syracuse | 4.9 | 86.4 | 12
13132 | SYRACUSE HANCOCK INTL | Syracuse | 4.9 | 86.4 | 12
13134 | ONEIDA COUNTY AP | Utica | 1.2 | 84.2 | 18
13135 | SYRACUSE HANCOCK INTL | Syracuse | 4.9 | 86.4 | 12
13136 | ONEIDA COUNTY AP | Utica | 1.2 | 84.2 | 18
13137 | SYRACUSE HANCOCK INTL | Syracuse | 4.9 | 86.4 | 12
13138 | ONEIDA COUNTY AP | Utica | 1.2 | 84.2 | 18
13139 | GREATER BINGHAMTON AP | Binghamton | 4.5 | 82.3 | 12
13140 | SYRACUSE HANCOCK INTL | Syracuse | 4.9 | 86.4 | 12
13141 | ONEIDA COUNTY AP | Utica | 1.2 | 84.2 | 18
13142 | WHEELER-SACK AAF | Fort Drum | -4.4 | 83.6 | 18
13143 | SYRACUSE HANCOCK INTL | Syracuse | 4.9 | 86.4 | 12
13144 | WHEELER-SACK AAF | Fort Drum | -4.4 | 83.6 | 18
13145 | WHEELER-SACK AAF | Fort Drum | -4.4 | 83.6 | 18
13146 | SYRACUSE HANCOCK INTL | Syracuse | 4.9 | 86.4 | 12
13147 | ONEIDA COUNTY AP | Utica | 1.2 | 84.2 | 18
13148 | SYRACUSE HANCOCK INTL | Syracuse | 4.9 | 86.4 | 12
13152 | SYRACUSE HANCOCK INTL | Syracuse | 4.9 | 86.4 | 12
13153 | SYRACUSE HANCOCK INTL | Syracuse | 4.9 | 86.4 | 12
13154 | SYRACUSE HANCOCK INTL | Syracuse | 4.9 | 86.4 | 12
13155 | ONEIDA COUNTY AP | Utica | 1.2 | 84.2 | 18
13156 | SYRACUSE HANCOCK INTL | Syracuse | 4.9 | 86.4 | 12
13157 | ONEIDA COUNTY AP | Utica | 1.2 | 84.2 | 18
13158 | ONEIDA COUNTY AP | Utica | 1.2 | 84.2 | 18
13159 | ONEIDA COUNTY AP | Utica | 1.2 | 84.2 | 18
13160 | GREATER BINGHAMTON AP | Binghamton | 4.5 | 82.3 | 12
13162 | ONEIDA COUNTY AP | Utica | 1.2 | 84.2 | 18
13163 | ONEIDA COUNTY AP | Utica | 1.2 | 84.2 | 18
13164 | SYRACUSE HANCOCK INTL | Syracuse | 4.9 | 86.4 | 12
13165 | SYRACUSE HANCOCK INTL | Syracuse | 4.9 | 86.4 | 12
13166 | SYRACUSE HANCOCK INTL | Syracuse | 4.9 | 86.4 | 12
13167 | SYRACUSE HANCOCK INTL | Syracuse | 4.9 | 86.4 | 12
13201 | SYRACUSE HANCOCK INTL | Syracuse | 4.9 | 86.4 | 12
13202 | SYRACUSE HANCOCK INTL | Syracuse | 4.9 | 86.4 | 12
13203 | SYRACUSE HANCOCK INTL | Syracuse | 4.9 | 86.4 | 12
13204 | SYRACUSE HANCOCK INTL | Syracuse | 4.9 | 86.4 | 12
13205 | SYRACUSE HANCOCK INTL | Syracuse | 4.9 | 86.4 | 12
13206 | SYRACUSE HANCOCK INTL | Syracuse | 4.9 | 86.4 | 12
13207 | SYRACUSE HANCOCK INTL | Syracuse | 4.9 | 86.4 | 12
13208 | SYRACUSE HANCOCK INTL | Syracuse | 4.9 | 86.4 | 12
13209 | SYRACUSE HANCOCK INTL | Syracuse | 4.9 | 86.4 | 12
13210 | SYRACUSE HANCOCK INTL | Syracuse | 4.9 | 86.4 | 12
13211 | SYRACUSE HANCOCK INTL | Syracuse | 4.9 | 86.4 | 12
13212 | SYRACUSE HANCOCK INTL | Syracuse | 4.9 | 86.4 | 12
13214 | SYRACUSE HANCOCK INTL | Syracuse | 4.9 | 86.4 | 12
13215 | SYRACUSE HANCOCK INTL | Syracuse | 4.9 | 86.4 | 12
13217 | SYRACUSE HANCOCK INTL | Syracuse | 4.9 | 86.4 | 12
13218 | SYRACUSE HANCOCK INTL | Syracuse | 4.9 | 86.4 | 12
13219 | SYRACUSE HANCOCK INTL | Syracuse | 4.9 | 86.4 | 12
13220 | SYRACUSE HANCOCK INTL | Syracuse | 4.9 | 86.4 | 12
13221 | SYRACUSE HANCOCK INTL | Syracuse | 4.9 | 86.4 | 12
13224 | SYRACUSE HANCOCK INTL | Syracuse | 4.9 | 86.4 | 12
13225 | SYRACUSE HANCOCK INTL | Syracuse | 4.9 | 86.4 | 12
13235 | SYRACUSE HANCOCK INTL | Syracuse | 4.9 | 86.4 | 12
13244 | SYRACUSE HANCOCK INTL | Syracuse | 4.9 | 86.4 | 12
13250 | SYRACUSE HANCOCK INTL | Syracuse | 4.9 | 86.4 | 12
13251 | SYRACUSE HANCOCK INTL | Syracuse | 4.9 | 86.4 | 12
13252 | SYRACUSE HANCOCK INTL | Syracuse | 4.9 | 86.4 | 12
13261 | SYRACUSE HANCOCK INTL | Syracuse | 4.9 | 86.4 | 12
13290 | SYRACUSE HANCOCK INTL | Syracuse | 4.9 | 86.4 | 12
13301 | WATERTOWN INTL | Watertown | -5 | 83.1 | 24
13302 | WHEELER-SACK AAF | Fort Drum | -4.4 | 83.6 | 18
13303 | ONEIDA COUNTY AP | Utica | 1.2 | 84.2 | 18
13304 | ONEIDA COUNTY AP | Utica | 1.2 | 84.2 | 18
13305 | WATERTOWN INTL | Watertown | -5 | 83.1 | 24
13308 | ONEIDA COUNTY AP | Utica | 1.2 | 84.2 | 18
13309 | WATERTOWN INTL | Watertown | -5 | 83.1 | 24
13310 | ONEIDA COUNTY AP | Utica | 1.2 | 84.2 | 18
13312 | WATERTOWN INTL | Watertown | -5 | 83.1 | 24
13313 | ONEIDA COUNTY AP | Utica | 1.2 | 84.2 | 18
13314 | ONEIDA COUNTY AP | Utica | 1.2 | 84.2 | 18
13315 | ONEIDA COUNTY AP | Utica | 1.2 | 84.2 | 18
13316 | ONEIDA COUNTY AP | Utica | 1.2 | 84.2 | 18
13317 | ONEIDA COUNTY AP | Utica | 1.2 | 84.2 | 18
13318 | ONEIDA COUNTY AP | Utica | 1.2 | 84.2 | 18
13319 | ONEIDA COUNTY AP | Utica | 1.2 | 84.2 | 18
13320 | FLOYD BENNETT MEMORIAL | Glens Falls | -1.8 | 84.7 | 12
13321 | ONEIDA COUNTY AP | Utica | 1.2 | 84.2 | 18
13322 | ONEIDA COUNTY AP | Utica | 1.2 | 84.2 | 18
13323 | ONEIDA COUNTY AP | Utica | 1.2 | 84.2 | 18
13324 | ADIRONDACK REGIONAL | Saranac Lake | -11.5 | 81 | 24
13325 | WATERTOWN INTL | Watertown | -5 | 83.1 | 24
13326 | ONEIDA COUNTY AP | Utica | 1.2 | 84.2 | 18
13327 | WATERTOWN INTL | Watertown | -5 | 83.1 | 24
13328 | ONEIDA COUNTY AP | Utica | 1.2 | 84.2 | 18
13329 | FLOYD BENNETT MEMORIAL | Glens Falls | -1.8 | 84.7 | 12
13331 | ADIRONDACK REGIONAL | Saranac Lake | -11.5 | 81 | 24
13332 | ONEIDA COUNTY AP | Utica | 1.2 | 84.2 | 18
13333 | FLOYD BENNETT MEMORIAL | Glens Falls | -1.8 | 84.7 | 12
13334 | ONEIDA COUNTY AP | Utica | 1.2 | 84.2 | 18
13335 | ONEIDA COUNTY AP | Utica | 1.2 | 84.2 | 18
13337 | ONEIDA COUNTY AP | Utica | 1.2 | 84.2 | 18
13338 | WATERTOWN INTL | Watertown | -5 | 83.1 | 24
13339 | ONEIDA COUNTY AP | Utica | 1.2 | 84.2 | 18
13340 | ONEIDA COUNTY AP | Utica | 1.2 | 84.2 | 18
13341 | ONEIDA COUNTY AP | Utica | 1.2 | 84.2 | 18
13342 | ONEIDA COUNTY AP | Utica | 1.2 | 84.2 | 18
13343 | WATERTOWN INTL | Watertown | -5 | 83.1 | 24
13345 | WATERTOWN INTL | Watertown | -5 | 83.1 | 24
13346 | ONEIDA COUNTY AP | Utica | 1.2 | 84.2 | 18
13348 | ONEIDA COUNTY AP | Utica | 1.2 | 84.2 | 18
13350 | ONEIDA COUNTY AP | Utica | 1.2 | 84.2 | 18
13352 | ONEIDA COUNTY AP | Utica | 1.2 | 84.2 | 18
13353 | ADIRONDACK REGIONAL | Saranac Lake | -11.5 | 81 | 24
13354 | ONEIDA COUNTY AP | Utica | 1.2 | 84.2 | 18
13355 | ONEIDA COUNTY AP | Utica | 1.2 | 84.2 | 18
13357 | ONEIDA COUNTY AP | Utica | 1.2 | 84.2 | 18
13360 | ADIRONDACK REGIONAL | Saranac Lake | -11.5 | 81 | 24
13361 | FLOYD BENNETT MEMORIAL | Glens Falls | -1.8 | 84.7 | 12
13362 | ONEIDA COUNTY AP | Utica | 1.2 | 84.2 | 18
13363 | ONEIDA COUNTY AP | Utica | 1.2 | 84.2 | 18
13364 | ONEIDA COUNTY AP | Utica | 1.2 | 84.2 | 18
13365 | ONEIDA COUNTY AP | Utica | 1.2 | 84.2 | 18
13367 | WATERTOWN INTL | Watertown | -5 | 83.1 | 24
13368 | WATERTOWN INTL | Watertown | -5 | 83.1 | 24
13401 | ONEIDA COUNTY AP | Utica | 1.2 | 84.2 | 18
13402 | ONEIDA COUNTY AP | Utica | 1.2 | 84.2 | 18
13403 | ONEIDA COUNTY AP | Utica | 1.2 | 84.2 | 18
13404 | WATERTOWN INTL | Watertown | -5 | 83.1 | 24
13406 | ONEIDA COUNTY AP | Utica | 1.2 | 84.2 | 18
13407 | ONEIDA COUNTY AP | Utica | 1.2 | 84.2 | 18
13408 | ONEIDA COUNTY AP | Utica | 1.2 | 84.2 | 18
13409 | ONEIDA COUNTY AP | Utica | 1.2 | 84.2 | 18
13410 | ONEIDA COUNTY AP | Utica | 1.2 | 84.2 | 18
13411 | ONEIDA COUNTY AP | Utica | 1.2 | 84.2 | 18
13413 | ONEIDA COUNTY AP | Utica | 1.2 | 84.2 | 18
13415 | ONEIDA COUNTY AP | Utica | 1.2 | 84.2 | 18
13416 | ONEIDA COUNTY AP | Utica | 1.2 | 84.2 | 18
13417 | ONEIDA COUNTY AP | Utica | 1.2 | 84.2 | 18
13418 | ONEIDA COUNTY AP | Utica | 1.2 | 84.2 | 18
13420 | ADIRONDACK REGIONAL | Saranac Lake | -11.5 | 81 | 24
13421 | ONEIDA COUNTY AP | Utica | 1.2 | 84.2 | 18
13424 | ONEIDA COUNTY AP | Utica | 1.2 | 84.2 | 18
13425 | ONEIDA COUNTY AP | Utica | 1.2 | 84.2 | 18
13426 | WHEELER-SACK AAF | Fort Drum | -4.4 | 83.6 | 18
13428 | ONEIDA COUNTY AP | Utica | 1.2 | 84.2 | 18
13431 | ONEIDA COUNTY AP | Utica | 1.2 | 84.2 | 18
13433 | WATERTOWN INTL | Watertown | -5 | 83.1 | 24
13435 | ONEIDA COUNTY AP | Utica | 1.2 | 84.2 | 18
13436 | ADIRONDACK REGIONAL | Saranac Lake | -11.5 | 81 | 24
13437 | WATERTOWN INTL | Watertown | -5 | 83.1 | 24
13438 | ONEIDA COUNTY AP | Utica | 1.2 | 84.2 | 18
13439 | ONEIDA COUNTY AP | Utica | 1.2 | 84.2 | 18
13440 | ONEIDA COUNTY AP | Utica | 1.2 | 84.2 | 18
13441 | ONEIDA COUNTY AP | Utica | 1.2 | 84.2 | 18
13442 | ONEIDA COUNTY AP | Utica | 1.2 | 84.2 | 18
13449 | ONEIDA COUNTY AP | Utica | 1.2 | 84.2 | 18
13450 | ONEIDA COUNTY AP | Utica | 1.2 | 84.2 | 18
13452 | FLOYD BENNETT MEMORIAL | Glens Falls | -1.8 | 84.7 | 12
13454 | WATERTOWN INTL | Watertown | -5 | 83.1 | 24
13455 | ONEIDA COUNTY AP | Utica | 1.2 | 84.2 | 18
13456 | ONEIDA COUNTY AP | Utica | 1.2 | 84.2 | 18
13457 | ONEIDA COUNTY AP | Utica | 1.2 | 84.2 | 18
13459 | FLOYD BENNETT MEMORIAL | Glens Falls | -1.8 | 84.7 | 12
13460 | ONEIDA COUNTY AP | Utica | 1.2 | 84.2 | 18
13461 | ONEIDA COUNTY AP | Utica | 1.2 | 84.2 | 18
13464 | ONEIDA COUNTY AP | Utica | 1.2 | 84.2 | 18
13465 | ONEIDA COUNTY AP | Utica | 1.2 | 84.2 | 18
13468 | FLOYD BENNETT MEMORIAL | Glens Falls | -1.8 | 84.7 | 12
13469 | ONEIDA COUNTY AP | Utica | 1.2 | 84.2 | 18
13470 | WATERTOWN INTL | Watertown | -5 | 83.1 | 24
13471 | ONEIDA COUNTY AP | Utica | 1.2 | 84.2 | 18
13472 | ADIRONDACK REGIONAL | Saranac Lake | -11.5 | 81 | 24
13473 | WATERTOWN INTL | Watertown | -5 | 83.1 | 24
13475 | FLOYD BENNETT MEMORIAL | Glens Falls | -1.8 | 84.7 | 12
13476 | ONEIDA COUNTY AP | Utica | 1.2 | 84.2 | 18
13477 | ONEIDA COUNTY AP | Utica | 1.2 | 84.2 | 18
13478 | ONEIDA COUNTY AP | Utica | 1.2 | 84.2 | 18
13479 | ONEIDA COUNTY AP | Utica | 1.2 | 84.2 | 18
13480 | ONEIDA COUNTY AP | Utica | 1.2 | 84.2 | 18
13482 | ONEIDA COUNTY AP | Utica | 1.2 | 84.2 | 18
13483 | ONEIDA COUNTY AP | Utica | 1.2 | 84.2 | 18
13484 | ONEIDA COUNTY AP | Utica | 1.2 | 84.2 | 18
13485 | ONEIDA COUNTY AP | Utica | 1.2 | 84.2 | 18
13486 | ONEIDA COUNTY AP | Utica | 1.2 | 84.2 | 18
13488 | FLOYD BENNETT MEMORIAL | Glens Falls | -1.8 | 84.7 | 12
13489 | WATERTOWN INTL | Watertown | -5 | 83.1 | 24
13490 | ONEIDA COUNTY AP | Utica | 1.2 | 84.2 | 18
13491 | ONEIDA COUNTY AP | Utica | 1.2 | 84.2 | 18
13492 | ONEIDA COUNTY AP | Utica | 1.2 | 84.2 | 18
13493 | ONEIDA COUNTY AP | Utica | 1.2 | 84.2 | 18
13494 | WATERTOWN INTL | Watertown | -5 | 83.1 | 24
13495 | ONEIDA COUNTY AP | Utica | 1.2 | 84.2 | 18
13501 | ONEIDA COUNTY AP | Utica | 1.2 | 84.2 | 18
13502 | ONEIDA COUNTY AP | Utica | 1.2 | 84.2 | 18
13503 | ONEIDA COUNTY AP | Utica | 1.2 | 84.2 | 18
13504 | ONEIDA COUNTY AP | Utica | 1.2 | 84.2 | 18
13505 | ONEIDA COUNTY AP | Utica | 1.2 | 84.2 | 18
13599 | ONEIDA COUNTY AP | Utica | 1.2 | 84.2 | 18
13601 | WATERTOWN INTL | Watertown | -5 | 83.1 | 24
13602 | WHEELER-SACK AAF | Fort Drum | -4.4 | 83.6 | 18
13603 | WHEELER-SACK AAF | Fort Drum | -4.4 | 83.6 | 18
13605 | WHEELER-SACK AAF | Fort Drum | -4.4 | 83.6 | 18
13606 | WHEELER-SACK AAF | Fort Drum | -4.4 | 83.6 | 18
13607 | WHEELER-SACK AAF | Fort Drum | -4.4 | 83.6 | 18
13608 | WHEELER-SACK AAF | Fort Drum | -4.4 | 83.6 | 18
13611 | WHEELER-SACK AAF | Fort Drum | -4.4 | 83.6 | 18
13612 | WHEELER-SACK AAF | Fort Drum | -4.4 | 83.6 | 18
13613 | MASSENA INTL | Massena | -7.8 | 84.4 | 12
13614 | WHEELER-SACK AAF | Fort Drum | -4.4 | 83.6 | 18
13615 | WATERTOWN INTL | Watertown | -5 | 83.1 | 24
13616 | WHEELER-SACK AAF | Fort Drum | -4.4 | 83.6 | 18
13617 | MASSENA INTL | Massena | -7.8 | 84.4 | 12
13618 | WHEELER-SACK AAF | Fort Drum | -4.4 | 83.6 | 18
13619 | WHEELER-SACK AAF | Fort Drum | -4.4 | 83.6 | 18
13620 | WATERTOWN INTL | Watertown | -5 | 83.1 | 24
13621 | MASSENA INTL | Massena | -7.8 | 84.4 | 12
13622 | WHEELER-SACK AAF | Fort Drum | -4.4 | 83.6 | 18
13623 | WHEELER-SACK AAF | Fort Drum | -4.4 | 83.6 | 18
13624 | WHEELER-SACK AAF | Fort Drum | -4.4 | 83.6 | 18
13625 | ADIRONDACK REGIONAL | Saranac Lake | -11.5 | 81 | 24
13626 | WATERTOWN INTL | Watertown | -5 | 83.1 | 24
13627 | WHEELER-SACK AAF | Fort Drum | -4.4 | 83.6 | 18
13628 | WHEELER-SACK AAF | Fort Drum | -4.4 | 83.6 | 18
13630 | MASSENA INTL | Massena | -7.8 | 84.4 | 12
13631 | WATERTOWN INTL | Watertown | -5 | 83.1 | 24
13632 | WHEELER-SACK AAF | Fort Drum | -4.4 | 83.6 | 18
13633 | WHEELER-SACK AAF | Fort Drum | -4.4 | 83.6 | 18
13634 | WATERTOWN INTL | Watertown | -5 | 83.1 | 24
13635 | WATERTOWN INTL | Watertown | -5 | 83.1 | 24
13636 | WHEELER-SACK AAF | Fort Drum | -4.4 | 83.6 | 18
13637 | WHEELER-SACK AAF | Fort Drum | -4.4 | 83.6 | 18
13638 | WHEELER-SACK AAF | Fort Drum | -4.4 | 83.6 | 18
13639 | MASSENA INTL | Massena | -7.8 | 84.4 | 12
13640 | WHEELER-SACK AAF | Fort Drum | -4.4 | 83.6 | 18
13641 | WHEELER-SACK AAF | Fort Drum | -4.4 | 83.6 | 18
13642 | WHEELER-SACK AAF | Fort Drum | -4.4 | 83.6 | 18
13643 | WHEELER-SACK AAF | Fort Drum | -4.4 | 83.6 | 18
13645 | WHEELER-SACK AAF | Fort Drum | -4.4 | 83.6 | 18
13646 | WHEELER-SACK AAF | Fort Drum | -4.4 | 83.6 | 18
13647 | MASSENA INTL | Massena | -7.8 | 84.4 | 12
13648 | WATERTOWN INTL | Watertown | -5 | 83.1 | 24
13649 | MASSENA INTL | Massena | -7.8 | 84.4 | 12
13650 | WHEELER-SACK AAF | Fort Drum | -4.4 | 83.6 | 18
13651 | WHEELER-SACK AAF | Fort Drum | -4.4 | 83.6 | 18
13652 | MASSENA INTL | Massena | -7.8 | 84.4 | 12
13654 | MASSENA INTL | Massena | -7.8 | 84.4 | 12
13655 | MASSENA INTL | Massena | -7.8 | 84.4 | 12
13656 | WHEELER-SACK AAF | Fort Drum | -4.4 | 83.6 | 18
13657 | WATERTOWN INTL | Watertown | -5 | 83.1 | 24
13658 | MASSENA INTL | Massena | -7.8 | 84.4 | 12
13659 | WATERTOWN INTL | Watertown | -5 | 83.1 | 24
13660 | MASSENA INTL | Massena | -7.8 | 84.4 | 12
13661 | WHEELER-SACK AAF | Fort Drum | -4.4 | 83.6 | 18
13662 | MASSENA INTL | Massena | -7.8 | 84.4 | 12
13664 | WHEELER-SACK AAF | Fort Drum | -4.4 | 83.6 | 18
13665 | WHEELER-SACK AAF | Fort Drum | -4.4 | 83.6 | 18
13666 | ADIRONDACK REGIONAL | Saranac Lake | -11.5 | 81 | 24
13667 | MASSENA INTL | Massena | -7.8 | 84.4 | 12
13668 | MASSENA INTL | Massena | -7.8 | 84.4 | 12
13669 | MASSENA INTL | Massena | -7.8 | 84.4 | 12
13670 | ADIRONDACK REGIONAL | Saranac Lake | -11.5 | 81 | 24
13671 | WHEELER-SACK AAF | Fort Drum | -4.4 | 83.6 | 18
13672 | ADIRONDACK REGIONAL | Saranac Lake | -11.5 | 81 | 24
13673 | WHEELER-SACK AAF | Fort Drum | -4.4 | 83.6 | 18
13674 | WHEELER-SACK AAF | Fort Drum | -4.4 | 83.6 | 18
13675 | WHEELER-SACK AAF | Fort Drum | -4.4 | 83.6 | 18
13676 | MASSENA INTL | Massena | -7.8 | 84.4 | 12
13677 | MASSENA INTL | Massena | -7.8 | 84.4 | 12
13678 | MASSENA INTL | Massena | -7.8 | 84.4 | 12
13679 | WHEELER-SACK AAF | Fort Drum | -4.4 | 83.6 | 18
13680 | MASSENA INTL | Massena | -7.8 | 84.4 | 12
13681 | WHEELER-SACK AAF | Fort Drum | -4.4 | 83.6 | 18
13682 | WATERTOWN INTL | Watertown | -5 | 83.1 | 24
13683 | MASSENA INTL | Massena | -7.8 | 84.4 | 12
13684 | MASSENA INTL | Massena | -7.8 | 84.4 | 12
13685 | WATERTOWN INTL | Watertown | -5 | 83.1 | 24
13687 | ADIRONDACK REGIONAL | Saranac Lake | -11.5 | 81 | 24
13690 | ADIRONDACK REGIONAL | Saranac Lake | -11.5 | 81 | 24
13691 | WHEELER-SACK AAF | Fort Drum | -4.4 | 83.6 | 18
13692 | WHEELER-SACK AAF | Fort Drum | -4.4 | 83.6 | 18
13693 | WHEELER-SACK AAF | Fort Drum | -4.4 | 83.6 | 18
13694 | MASSENA INTL | Massena | -7.8 | 84.4 | 12
13695 | ADIRONDACK REGIONAL | Saranac Lake | -11.5 | 81 | 24
13696 | MASSENA INTL | Massena | -7.8 | 84.4 | 12
13697 | MASSENA INTL | Massena | -7.8 | 84.4 | 12
13699 | MASSENA INTL | Massena | -7.8 | 84.4 | 12
13730 | GREATER BINGHAMTON AP | Binghamton | 4.5 | 82.3 | 12
13731 | GREATER BINGHAMTON AP | Binghamton | 4.5 | 82.3 | 12
13732 | GREATER BINGHAMTON AP | Binghamton | 4.5 | 82.3 | 12
13733 | ONEIDA COUNTY AP | Utica | 1.2 | 84.2 | 18
13734 | GREATER BINGHAMTON AP | Binghamton | 4.5 | 82.3 | 12
13736 | GREATER BINGHAMTON AP | Binghamton | 4.5 | 82.3 | 12
13737 | GREATER BINGHAMTON AP | Binghamton | 4.5 | 82.3 | 12
13738 | GREATER BINGHAMTON AP | Binghamton | 4.5 | 82.3 | 12
13739 | FLOYD BENNETT MEMORIAL | Glens Falls | -1.8 | 84.7 | 12
13740 | GREATER BINGHAMTON AP | Binghamton | 4.5 | 82.3 | 12
13743 | GREATER BINGHAMTON AP | Binghamton | 4.5 | 82.3 | 12
13744 | GREATER BINGHAMTON AP | Binghamton | 4.5 | 82.3 | 12
13745 | GREATER BINGHAMTON AP | Binghamton | 4.5 | 82.3 | 12
13746 | GREATER BINGHAMTON AP | Binghamton | 4.5 | 82.3 | 12
13747 | ONEIDA COUNTY AP | Utica | 1.2 | 84.2 | 18
13748 | GREATER BINGHAMTON AP | Binghamton | 4.5 | 82.3 | 12
13749 | GREATER BINGHAMTON AP | Binghamton | 4.5 | 82.3 | 12
13750 | ONEIDA COUNTY AP | Utica | 1.2 | 84.2 | 18
13751 | ONEIDA COUNTY AP | Utica | 1.2 | 84.2 | 18
13752 | ONEIDA COUNTY AP | Utica | 1.2 | 84.2 | 18
13753 | ONEIDA COUNTY AP | Utica | 1.2 | 84.2 | 18
13754 | GREATER BINGHAMTON AP | Binghamton | 4.5 | 82.3 | 12
13755 | GREATER BINGHAMTON AP | Binghamton | 4.5 | 82.3 | 12
13756 | SULLIVAN COUNTY INTL | Monticello | 4.7 | 82.5 | 12
13757 | ONEIDA COUNTY AP | Utica | 1.2 | 84.2 | 18
13758 | ONEIDA COUNTY AP | Utica | 1.2 | 84.2 | 18
13760 | GREATER BINGHAMTON AP | Binghamton | 4.5 | 82.3 | 12
13761 | GREATER BINGHAMTON AP | Binghamton | 4.5 | 82.3 | 12
13762 | GREATER BINGHAMTON AP | Binghamton | 4.5 | 82.3 | 12
13763 | GREATER BINGHAMTON AP | Binghamton | 4.5 | 82.3 | 12
13774 | SULLIVAN COUNTY INTL | Monticello | 4.7 | 82.5 | 12
13775 | ONEIDA COUNTY AP | Utica | 1.2 | 84.2 | 18
13776 | ONEIDA COUNTY AP | Utica | 1.2 | 84.2 | 18
13777 | GREATER BINGHAMTON AP | Binghamton | 4.5 | 82.3 | 12
13778 | GREATER BINGHAMTON AP | Binghamton | 4.5 | 82.3 | 12
13780 | ONEIDA COUNTY AP | Utica | 1.2 | 84.2 | 18
13782 | ONEIDA COUNTY AP | Utica | 1.2 | 84.2 | 18
13783 | SULLIVAN COUNTY INTL | Monticello | 4.7 | 82.5 | 12
13784 | GREATER BINGHAMTON AP | Binghamton | 4.5 | 82.3 | 12
13786 | FLOYD BENNETT MEMORIAL | Glens Falls | -1.8 | 84.7 | 12
13787 | GREATER BINGHAMTON AP | Binghamton | 4.5 | 82.3 | 12
13788 | FLOYD BENNETT MEMORIAL | Glens Falls | -1.8 | 84.7 | 12
13790 | GREATER BINGHAMTON AP | Binghamton | 4.5 | 82.3 | 12
13794 | GREATER BINGHAMTON AP | Binghamton | 4.5 | 82.3 | 12
13795 | GREATER BINGHAMTON AP | Binghamton | 4.5 | 82.3 | 12
13796 | ONEIDA COUNTY AP | Utica | 1.2 | 84.2 | 18
13797 | GREATER BINGHAMTON AP | Binghamton | 4.5 | 82.3 | 12
13801 | ONEIDA COUNTY AP | Utica | 1.2 | 84.2 | 18
13802 | GREATER BINGHAMTON AP | Binghamton | 4.5 | 82.3 | 12
13803 | GREATER BINGHAMTON AP | Binghamton | 4.5 | 82.3 | 12
13804 | ONEIDA COUNTY AP | Utica | 1.2 | 84.2 | 18
13806 | ONEIDA COUNTY AP | Utica | 1.2 | 84.2 | 18
13807 | FLOYD BENNETT MEMORIAL | Glens Falls | -1.8 | 84.7 | 12
13808 | ONEIDA COUNTY AP | Utica | 1.2 | 84.2 | 18
13809 | ONEIDA COUNTY AP | Utica | 1.2 | 84.2 | 18
13810 | ONEIDA COUNTY AP | Utica | 1.2 | 84.2 | 18
13811 | GREATER BINGHAMTON AP | Binghamton | 4.5 | 82.3 | 12
13812 | GREATER BINGHAMTON AP | Binghamton | 4.5 | 82.3 | 12
13813 | GREATER BINGHAMTON AP | Binghamton | 4.5 | 82.3 | 12
13814 | ONEIDA COUNTY AP | Utica | 1.2 | 84.2 | 18
13815 | ONEIDA COUNTY AP | Utica | 1.2 | 84.2 | 18
13820 | ONEIDA COUNTY AP | Utica | 1.2 | 84.2 | 18
13825 | ONEIDA COUNTY AP | Utica | 1.2 | 84.2 | 18
13826 | GREATER BINGHAMTON AP | Binghamton | 4.5 | 82.3 | 12
13827 | GREATER BINGHAMTON AP | Binghamton | 4.5 | 82.3 | 12
13830 | ONEIDA COUNTY AP | Utica | 1.2 | 84.2 | 18
13832 | ONEIDA COUNTY AP | Utica | 1.2 | 84.2 | 18
13833 | GREATER BINGHAMTON AP | Binghamton | 4.5 | 82.3 | 12
13834 | ONEIDA COUNTY AP | Utica | 1.2 | 84.2 | 18
13835 | GREATER BINGHAMTON AP | Binghamton | 4.5 | 82.3 | 12
13838 | ONEIDA COUNTY AP | Utica | 1.2 | 84.2 | 18
13839 | ONEIDA COUNTY AP | Utica | 1.2 | 84.2 | 18
13840 | GREATER BINGHAMTON AP | Binghamton | 4.5 | 82.3 | 12
13841 | GREATER BINGHAMTON AP | Binghamton | 4.5 | 82.3 | 12
13842 | FLOYD BENNETT MEMORIAL | Glens Falls | -1.8 | 84.7 | 12
13843 | ONEIDA COUNTY AP | Utica | 1.2 | 84.2 | 18
13844 | ONEIDA COUNTY AP | Utica | 1.2 | 84.2 | 18
13845 | GREATER BINGHAMTON AP | Binghamton | 4.5 | 82.3 | 12
13846 | ONEIDA COUNTY AP | Utica | 1.2 | 84.2 | 18
13847 | GREATER BINGHAMTON AP | Binghamton | 4.5 | 82.3 | 12
13848 | GREATER BINGHAMTON AP | Binghamton | 4.5 | 82.3 | 12
13849 | ONEIDA COUNTY AP | Utica | 1.2 | 84.2 | 18
13850 | GREATER BINGHAMTON AP | Binghamton | 4.5 | 82.3 | 12
13851 | GREATER BINGHAMTON AP | Binghamton | 4.5 | 82.3 | 12
13856 | GREATER BINGHAMTON AP | Binghamton | 4.5 | 82.3 | 12
13859 | ONEIDA COUNTY AP | Utica | 1.2 | 84.2 | 18
13860 | ONEIDA COUNTY AP | Utica | 1.2 | 84.2 | 18
13861 | ONEIDA COUNTY AP | Utica | 1.2 | 84.2 | 18
13862 | GREATER BINGHAMTON AP | Binghamton | 4.5 | 82.3 | 12
13863 | GREATER BINGHAMTON AP | Binghamton | 4.5 | 82.3 | 12
13864 | GREATER BINGHAMTON AP | Binghamton | 4.5 | 82.3 | 12
13865 | GREATER BINGHAMTON AP | Binghamton | 4.5 | 82.3 | 12
13901 | GREATER BINGHAMTON AP | Binghamton | 4.5 | 82.3 | 12
13902 | GREATER BINGHAMTON AP | Binghamton | 4.5 | 82.3 | 12
13903 | GREATER BINGHAMTON AP | Binghamton | 4.5 | 82.3 | 12
13904 | GREATER BINGHAMTON AP | Binghamton | 4.5 | 82.3 | 12
13905 | GREATER BINGHAMTON AP | Binghamton | 4.5 | 82.3 | 12
14001 | NIAGARA FALLS INTL | Niagara Falls | 6.9 | 85.2 | 18
14004 | NIAGARA FALLS INTL | Niagara Falls | 6.9 | 85.2 | 18
14005 | BUFFALO NIAGARA INTL | Buffalo | 7.4 | 83.9 | 18
14006 | NIAGARA FALLS INTL | Niagara Falls | 6.9 | 85.2 | 18
14008 | NIAGARA FALLS INTL | Niagara Falls | 6.9 | 85.2 | 18
14009 | CHAUTAUQUA COUNTY AP | Jamestown | 4.8 | 81.1 | 12
14010 | NIAGARA FALLS INTL | Niagara Falls | 6.9 | 85.2 | 18
14011 | BUFFALO NIAGARA INTL | Buffalo | 7.4 | 83.9 | 18
14012 | NIAGARA FALLS INTL | Niagara Falls | 6.9 | 85.2 | 18
14013 | NIAGARA FALLS INTL | Niagara Falls | 6.9 | 85.2 | 18
14020 | BUFFALO NIAGARA INTL | Buffalo | 7.4 | 83.9 | 18
14021 | BUFFALO NIAGARA INTL | Buffalo | 7.4 | 83.9 | 18
14024 | CHAUTAUQUA COUNTY AP | Jamestown | 4.8 | 81.1 | 12
14025 | BUFFALO NIAGARA INTL | Buffalo | 7.4 | 83.9 | 18
14026 | BUFFALO NIAGARA INTL | Buffalo | 7.4 | 83.9 | 18
14027 | NIAGARA FALLS INTL | Niagara Falls | 6.9 | 85.2 | 18
14028 | NIAGARA FALLS INTL | Niagara Falls | 6.9 | 85.2 | 18
14029 | CHAUTAUQUA COUNTY AP | Jamestown | 4.8 | 81.1 | 12
14030 | CHAUTAUQUA COUNTY AP | Jamestown | 4.8 | 81.1 | 12
14031 | NIAGARA FALLS INTL | Niagara Falls | 6.9 | 85.2 | 18
14032 | NIAGARA FALLS INTL | Niagara Falls | 6.9 | 85.2 | 18
14033 | BUFFALO NIAGARA INTL | Buffalo | 7.4 | 83.9 | 18
14034 | BUFFALO NIAGARA INTL | Buffalo | 7.4 | 83.9 | 18
14035 | BUFFALO NIAGARA INTL | Buffalo | 7.4 | 83.9 | 18
14036 | BUFFALO NIAGARA INTL | Buffalo | 7.4 | 83.9 | 18
14037 | BUFFALO NIAGARA INTL | Buffalo | 7.4 | 83.9 | 18
14038 | NIAGARA FALLS INTL | Niagara Falls | 6.9 | 85.2 | 18
14039 | CHAUTAUQUA COUNTY AP | Jamestown | 4.8 | 81.1 | 12
14040 | BUFFALO NIAGARA INTL | Buffalo | 7.4 | 83.9 | 18
14041 | BUFFALO NIAGARA INTL | Buffalo | 7.4 | 83.9 | 18
14042 | CHAUTAUQUA COUNTY AP | Jamestown | 4.8 | 81.1 | 12
14043 | BUFFALO NIAGARA INTL | Buffalo | 7.4 | 83.9 | 18
14047 | NIAGARA FALLS INTL | Niagara Falls | 6.9 | 85.2 | 18
14048 | NIAGARA FALLS INTL | Niagara Falls | 6.9 | 85.2 | 18
14051 | NIAGARA FALLS INTL | Niagara Falls | 6.9 | 85.2 | 18
14052 | BUFFALO NIAGARA INTL | Buffalo | 7.4 | 83.9 | 18
14054 | BUFFALO NIAGARA INTL | Buffalo | 7.4 | 83.9 | 18
14055 | CHAUTAUQUA COUNTY AP | Jamestown | 4.8 | 81.1 | 12
14056 | BUFFALO NIAGARA INTL | Buffalo | 7.4 | 83.9 | 18
14057 | BUFFALO NIAGARA INTL | Buffalo | 7.4 | 83.9 | 18
14058 | NIAGARA FALLS INTL | Niagara Falls | 6.9 | 85.2 | 18
14059 | BUFFALO NIAGARA INTL | Buffalo | 7.4 | 83.9 | 18
14060 | CHAUTAUQUA COUNTY AP | Jamestown | 4.8 | 81.1 | 12
14061 | NIAGARA FALLS INTL | Niagara Falls | 6.9 | 85.2 | 18
14062 | BUFFALO NIAGARA INTL | Buffalo | 7.4 | 83.9 | 18
14063 | CHAUTAUQUA COUNTY AP | Jamestown | 4.8 | 81.1 | 12
14065 | CHAUTAUQUA COUNTY AP | Jamestown | 4.8 | 81.1 | 12
14066 | CHAUTAUQUA COUNTY AP | Jamestown | 4.8 | 81.1 | 12
14067 | NIAGARA FALLS INTL | Niagara Falls | 6.9 | 85.2 | 18
14068 | NIAGARA FALLS INTL | Niagara Falls | 6.9 | 85.2 | 18
14069 | CHAUTAUQUA COUNTY AP | Jamestown | 4.8 | 81.1 | 12
14070 | BUFFALO NIAGARA INTL | Buffalo | 7.4 | 83.9 | 18
14072 | NIAGARA FALLS INTL | Niagara Falls | 6.9 | 85.2 | 18
14075 | BUFFALO NIAGARA INTL | Buffalo | 7.4 | 83.9 | 18
14080 | BUFFALO NIAGARA INTL | Buffalo | 7.4 | 83.9 | 18
14081 | NIAGARA FALLS INTL | Niagara Falls | 6.9 | 85.2 | 18
14082 | CHAUTAUQUA COUNTY AP | Jamestown | 4.8 | 81.1 | 12
14083 | CHAUTAUQUA COUNTY AP | Jamestown | 4.8 | 81.1 | 12
14085 | NIAGARA FALLS INTL | Niagara Falls | 6.9 | 85.2 | 18
14086 | BUFFALO NIAGARA INTL | Buffalo | 7.4 | 83.9 | 18
14091 | BUFFALO NIAGARA INTL | Buffalo | 7.4 | 83.9 | 18
14092 | NIAGARA FALLS INTL | Niagara Falls | 6.9 | 85.2 | 18
14094 | NIAGARA FALLS INTL | Niagara Falls | 6.9 | 85.2 | 18
14095 | NIAGARA FALLS INTL | Niagara Falls | 6.9 | 85.2 | 18
14098 | NIAGARA FALLS INTL | Niagara Falls | 6.9 | 85.2 | 18
14101 | CHAUTAUQUA COUNTY AP | Jamestown | 4.8 | 81.1 | 12
14102 | NIAGARA FALLS INTL | Niagara Falls | 6.9 | 85.2 | 18
14103 | NIAGARA FALLS INTL | Niagara Falls | 6.9 | 85.2 | 18
14105 | NIAGARA FALLS INTL | Niagara Falls | 6.9 | 85.2 | 18
14107 | NIAGARA FALLS INTL | Niagara Falls | 6.9 | 85.2 | 18
14108 | NIAGARA FALLS INTL | Niagara Falls | 6.9 | 85.2 | 18
14109 | NIAGARA FALLS INTL | Niagara Falls | 6.9 | 85.2 | 18
14110 | BUFFALO NIAGARA INTL | Buffalo | 7.4 | 83.9 | 18
14111 | BUFFALO NIAGARA INTL | Buffalo | 7.4 | 83.9 | 18
14112 | NIAGARA FALLS INTL | Niagara Falls | 6.9 | 85.2 | 18
14113 | CHAUTAUQUA COUNTY AP | Jamestown | 4.8 | 81.1 | 12
14120 | NIAGARA FALLS INTL | Niagara Falls | 6.9 | 85.2 | 18
14125 | NIAGARA FALLS INTL | Niagara Falls | 6.9 | 85.2 | 18
14126 | NIAGARA FALLS INTL | Niagara Falls | 6.9 | 85.2 | 18
14127 | BUFFALO NIAGARA INTL | Buffalo | 7.4 | 83.9 | 18
14129 | BUFFALO NIAGARA INTL | Buffalo | 7.4 | 83.9 | 18
14130 | CHAUTAUQUA COUNTY AP | Jamestown | 4.8 | 81.1 | 12
14131 | NIAGARA FALLS INTL | Niagara Falls | 6.9 | 85.2 | 18
14132 | NIAGARA FALLS INTL | Niagara Falls | 6.9 | 85.2 | 18
14133 | CHAUTAUQUA COUNTY AP | Jamestown | 4.8 | 81.1 | 12
14134 | CHAUTAUQUA COUNTY AP | Jamestown | 4.8 | 81.1 | 12
14135 | NIAGARA FALLS INTL | Niagara Falls | 6.9 | 85.2 | 18
14136 | NIAGARA FALLS INTL | Niagara Falls | 6.9 | 85.2 | 18
14138 | BUFFALO NIAGARA INTL | Buffalo | 7.4 | 83.9 | 18
14139 | BUFFALO NIAGARA INTL | Buffalo | 7.4 | 83.9 | 18
14140 | BUFFALO NIAGARA INTL | Buffalo | 7.4 | 83.9 | 18
14141 | CHAUTAUQUA COUNTY AP | Jamestown | 4.8 | 81.1 | 12
14143 | BUFFALO NIAGARA INTL | Buffalo | 7.4 | 83.9 | 18
14144 | NIAGARA FALLS INTL | Niagara Falls | 6.9 | 85.2 | 18
14145 | BUFFALO NIAGARA INTL | Buffalo | 7.4 | 83.9 | 18
14150 | NIAGARA FALLS INTL | Niagara Falls | 6.9 | 85.2 | 18
14151 | NIAGARA FALLS INTL | Niagara Falls | 6.9 | 85.2 | 18
14166 | NIAGARA FALLS INTL | Niagara Falls | 6.9 | 85.2 | 18
14167 | CHAUTAUQUA COUNTY AP | Jamestown | 4.8 | 81.1 | 12
14168 | NIAGARA FALLS INTL | Niagara Falls | 6.9 | 85.2 | 18
14169 | NIAGARA FALLS INTL | Niagara Falls | 6.9 | 85.2 | 18
14170 | BUFFALO NIAGARA INTL | Buffalo | 7.4 | 83.9 | 18
14171 | CHAUTAUQUA COUNTY AP | Jamestown | 4.8 | 81.1 | 12
14172 | NIAGARA FALLS INTL | Niagara Falls | 6.9 | 85.2 | 18
14173 | CHAUTAUQUA COUNTY AP | Jamestown | 4.8 | 81.1 | 12
14174 | NIAGARA FALLS INTL | Niagara Falls | 6.9 | 85.2 | 18
14201 | NIAGARA FALLS INTL | Niagara Falls | 6.9 | 85.2 | 18
14202 | NIAGARA FALLS INTL | Niagara Falls | 6.9 | 85.2 | 18
14203 | NIAGARA FALLS INTL | Niagara Falls | 6.9 | 85.2 | 18
14204 | NIAGARA FALLS INTL | Niagara Falls | 6.9 | 85.2 | 18
14205 | NIAGARA FALLS INTL | Niagara Falls | 6.9 | 85.2 | 18
14206 | BUFFALO NIAGARA INTL | Buffalo | 7.4 | 83.9 | 18
14207 | NIAGARA FALLS INTL | Niagara Falls | 6.9 | 85.2 | 18
14208 | NIAGARA FALLS INTL | Niagara Falls | 6.9 | 85.2 | 18
14209 | NIAGARA FALLS INTL | Niagara Falls | 6.9 | 85.2 | 18
14210 | NIAGARA FALLS INTL | Niagara Falls | 6.9 | 85.2 | 18
14211 | BUFFALO NIAGARA INTL | Buffalo | 7.4 | 83.9 | 18
14212 | BUFFALO NIAGARA INTL | Buffalo | 7.4 | 83.9 | 18
14213 | NIAGARA FALLS INTL | Niagara Falls | 6.9 | 85.2 | 18
14214 | NIAGARA FALLS INTL | Niagara Falls | 6.9 | 85.2 | 18
14215 | BUFFALO NIAGARA INTL | Buffalo | 7.4 | 83.9 | 18
14216 | NIAGARA FALLS INTL | Niagara Falls | 6.9 | 85.2 | 18
14217 | NIAGARA FALLS INTL | Niagara Falls | 6.9 | 85.2 | 18
14218 | NIAGARA FALLS INTL | Niagara Falls | 6.9 | 85.2 | 18
14219 | NIAGARA FALLS INTL | Niagara Falls | 6.9 | 85.2 | 18
14220 | NIAGARA FALLS INTL | Niagara Falls | 6.9 | 85.2 | 18
14221 | BUFFALO NIAGARA INTL | Buffalo | 7.4 | 83.9 | 18
14222 | NIAGARA FALLS INTL | Niagara Falls | 6.9 | 85.2 | 18
14223 | NIAGARA FALLS INTL | Niagara Falls | 6.9 | 85.2 | 18
14224 | BUFFALO NIAGARA INTL | Buffalo | 7.4 | 83.9 | 18
14225 | BUFFALO NIAGARA INTL | Buffalo | 7.4 | 83.9 | 18
14226 | BUFFALO NIAGARA INTL | Buffalo | 7.4 | 83.9 | 18
14227 | BUFFALO NIAGARA INTL | Buffalo | 7.4 | 83.9 | 18
14228 | NIAGARA FALLS INTL | Niagara Falls | 6.9 | 85.2 | 18
14231 | BUFFALO NIAGARA INTL | Buffalo | 7.4 | 83.9 | 18
14233 | NIAGARA FALLS INTL | Niagara Falls | 6.9 | 85.2 | 18
14240 | BUFFALO NIAGARA INTL | Buffalo | 7.4 | 83.9 | 18
14241 | NIAGARA FALLS INTL | Niagara Falls | 6.9 | 85.2 | 18
14260 | NIAGARA FALLS INTL | Niagara Falls | 6.9 | 85.2 | 18
14261 | NIAGARA FALLS INTL | Niagara Falls | 6.9 | 85.2 | 18
14263 | NIAGARA FALLS INTL | Niagara Falls | 6.9 | 85.2 | 18
14264 | NIAGARA FALLS INTL | Niagara Falls | 6.9 | 85.2 | 18
14265 | NIAGARA FALLS INTL | Niagara Falls | 6.9 | 85.2 | 18
14267 | NIAGARA FALLS INTL | Niagara Falls | 6.9 | 85.2 | 18
14269 | NIAGARA FALLS INTL | Niagara Falls | 6.9 | 85.2 | 18
14270 | NIAGARA FALLS INTL | Niagara Falls | 6.9 | 85.2 | 18
14272 | NIAGARA FALLS INTL | Niagara Falls | 6.9 | 85.2 | 18
14273 | NIAGARA FALLS INTL | Niagara Falls | 6.9 | 85.2 | 18
14276 | NIAGARA FALLS INTL | Niagara Falls | 6.9 | 85.2 | 18
14280 | NIAGARA FALLS INTL | Niagara Falls | 6.9 | 85.2 | 18
14301 | NIAGARA FALLS INTL | Niagara Falls | 6.9 | 85.2 | 18
14302 | NIAGARA FALLS INTL | Niagara Falls | 6.9 | 85.2 | 18
14303 | NIAGARA FALLS INTL | Niagara Falls | 6.9 | 85.2 | 18
14304 | NIAGARA FALLS INTL | Niagara Falls | 6.9 | 85.2 | 18
14305 | NIAGARA FALLS INTL | Niagara Falls | 6.9 | 85.2 | 18
14410 | GREATER ROCHESTER INTL | Rochester | 7.1 | 85.6 | 12
14411 | NIAGARA FALLS INTL | Niagara Falls | 6.9 | 85.2 | 18
14413 | SYRACUSE HANCOCK INTL | Syracuse | 4.9 | 86.4 | 12
14414 | GREATER ROCHESTER INTL | Rochester | 7.1 | 85.6 | 12
14415 | GREATER BINGHAMTON AP | Binghamton | 4.5 | 82.3 | 12
14416 | NIAGARA FALLS INTL | Niagara Falls | 6.9 | 85.2 | 18
14418 | GREATER BINGHAMTON AP | Binghamton | 4.5 | 82.3 | 12
14420 | GREATER ROCHESTER INTL | Rochester | 7.1 | 85.6 | 12
14422 | NIAGARA FALLS INTL | Niagara Falls | 6.9 | 85.2 | 18
14423 | GREATER ROCHESTER INTL | Rochester | 7.1 | 85.6 | 12
14424 | SYRACUSE HANCOCK INTL | Syracuse | 4.9 | 86.4 | 12
14425 | GREATER ROCHESTER INTL | Rochester | 7.1 | 85.6 | 12
14427 | CHAUTAUQUA COUNTY AP | Jamestown | 4.8 | 81.1 | 12
14428 | GREATER ROCHESTER INTL | Rochester | 7.1 | 85.6 | 12
14429 | NIAGARA FALLS INTL | Niagara Falls | 6.9 | 85.2 | 18
14430 | GREATER ROCHESTER INTL | Rochester | 7.1 | 85.6 | 12
14432 | SYRACUSE HANCOCK INTL | Syracuse | 4.9 | 86.4 | 12
14433 | SYRACUSE HANCOCK INTL | Syracuse | 4.9 | 86.4 | 12
14435 | BUFFALO NIAGARA INTL | Buffalo | 7.4 | 83.9 | 18
14437 | BUFFALO NIAGARA INTL | Buffalo | 7.4 | 83.9 | 18
14441 | SYRACUSE HANCOCK INTL | Syracuse | 4.9 | 86.4 | 12
14443 | GREATER ROCHESTER INTL | Rochester | 7.1 | 85.6 | 12
14445 | GREATER ROCHESTER INTL | Rochester | 7.1 | 85.6 | 12
14449 | SYRACUSE HANCOCK INTL | Syracuse | 4.9 | 86.4 | 12
14450 | GREATER ROCHESTER INTL | Rochester | 7.1 | 85.6 | 12
14452 | NIAGARA FALLS INTL | Niagara Falls | 6.9 | 85.2 | 18
14453 | GREATER ROCHESTER INTL | Rochester | 7.1 | 85.6 | 12
14454 | BUFFALO NIAGARA INTL | Buffalo | 7.4 | 83.9 | 18
14456 | SYRACUSE HANCOCK INTL | Syracuse | 4.9 | 86.4 | 12
14461 | GREATER BINGHAMTON AP | Binghamton | 4.5 | 82.3 | 12
14462 | BUFFALO NIAGARA INTL | Buffalo | 7.4 | 83.9 | 18
14463 | GREATER BINGHAMTON AP | Binghamton | 4.5 | 82.3 | 12
14464 | GREATER ROCHESTER INTL | Rochester | 7.1 | 85.6 | 12
14466 | BUFFALO NIAGARA INTL | Buffalo | 7.4 | 83.9 | 18
14467 | GREATER ROCHESTER INTL | Rochester | 7.1 | 85.6 | 12
14468 | GREATER ROCHESTER INTL | Rochester | 7.1 | 85.6 | 12
14469 | GREATER ROCHESTER INTL | Rochester | 7.1 | 85.6 | 12
14470 | NIAGARA FALLS INTL | Niagara Falls | 6.9 | 85.2 | 18
14471 | BUFFALO NIAGARA INTL | Buffalo | 7.4 | 83.9 | 18
14472 | GREATER ROCHESTER INTL | Rochester | 7.1 | 85.6 | 12
14475 | GREATER ROCHESTER INTL | Rochester | 7.1 | 85.6 | 12
14476 | NIAGARA FALLS INTL | Niagara Falls | 6.9 | 85.2 | 18
14477 | NIAGARA FALLS INTL | Niagara Falls | 6.9 | 85.2 | 18
14478 | GREATER BINGHAMTON AP | Binghamton | 4.5 | 82.3 | 12
14479 | NIAGARA FALLS INTL | Niagara Falls | 6.9 | 85.2 | 18
14480 | GREATER ROCHESTER INTL | Rochester | 7.1 | 85.6 | 12
14481 | BUFFALO NIAGARA INTL | Buffalo | 7.4 | 83.9 | 18
14482 | BUFFALO NIAGARA INTL | Buffalo | 7.4 | 83.9 | 18
14485 | GREATER ROCHESTER INTL | Rochester | 7.1 | 85.6 | 12
14486 | BUFFALO NIAGARA INTL | Buffalo | 7.4 | 83.9 | 18
14487 | GREATER ROCHESTER INTL | Rochester | 7.1 | 85.6 | 12
14488 | GREATER ROCHESTER INTL | Rochester | 7.1 | 85.6 | 12
14489 | SYRACUSE HANCOCK INTL | Syracuse | 4.9 | 86.4 | 12
14502 | GREATER ROCHESTER INTL | Rochester | 7.1 | 85.6 | 12
14504 | SYRACUSE HANCOCK INTL | Syracuse | 4.9 | 86.4 | 12
14505 | SYRACUSE HANCOCK INTL | Syracuse | 4.9 | 86.4 | 12
14506 | GREATER ROCHESTER INTL | Rochester | 7.1 | 85.6 | 12
14507 | GREATER BINGHAMTON AP | Binghamton | 4.5 | 82.3 | 12
14508 | NIAGARA FALLS INTL | Niagara Falls | 6.9 | 85.2 | 18
14510 | BUFFALO NIAGARA INTL | Buffalo | 7.4 | 83.9 | 18
14511 | GREATER ROCHESTER INTL | Rochester | 7.1 | 85.6 | 12
14512 | GREATER BINGHAMTON AP | Binghamton | 4.5 | 82.3 | 12
14513 | SYRACUSE HANCOCK INTL | Syracuse | 4.9 | 86.4 | 12
14514 | GREATER ROCHESTER INTL | Rochester | 7.1 | 85.6 | 12
14515 | GREATER ROCHESTER INTL | Rochester | 7.1 | 85.6 | 12
14516 | SYRACUSE HANCOCK INTL | Syracuse | 4.9 | 86.4 | 12
14517 | CHAUTAUQUA COUNTY AP | Jamestown | 4.8 | 81.1 | 12
14518 | SYRACUSE HANCOCK INTL | Syracuse | 4.9 | 86.4 | 12
14519 | GREATER ROCHESTER INTL | Rochester | 7.1 | 85.6 | 12
14520 | GREATER ROCHESTER INTL | Rochester | 7.1 | 85.6 | 12
14521 | SYRACUSE HANCOCK INTL | Syracuse | 4.9 | 86.4 | 12
14522 | SYRACUSE HANCOCK INTL | Syracuse | 4.9 | 86.4 | 12
14525 | BUFFALO NIAGARA INTL | Buffalo | 7.4 | 83.9 | 18
14526 | GREATER ROCHESTER INTL | Rochester | 7.1 | 85.6 | 12
14527 | GREATER BINGHAMTON AP | Binghamton | 4.5 | 82.3 | 12
14529 | GREATER BINGHAMTON AP | Binghamton | 4.5 | 82.3 | 12
14530 | CHAUTAUQUA COUNTY AP | Jamestown | 4.8 | 81.1 | 12
14532 | SYRACUSE HANCOCK INTL | Syracuse | 4.9 | 86.4 | 12
14533 | BUFFALO NIAGARA INTL | Buffalo | 7.4 | 83.9 | 18
14534 | GREATER ROCHESTER INTL | Rochester | 7.1 | 85.6 | 12
14536 | CHAUTAUQUA COUNTY AP | Jamestown | 4.8 | 81.1 | 12
14537 | SYRACUSE HANCOCK INTL | Syracuse | 4.9 | 86.4 | 12
14538 | SYRACUSE HANCOCK INTL | Syracuse | 4.9 | 86.4 | 12
14539 | BUFFALO NIAGARA INTL | Buffalo | 7.4 | 83.9 | 18
14541 | SYRACUSE HANCOCK INTL | Syracuse | 4.9 | 86.4 | 12
14542 | SYRACUSE HANCOCK INTL | Syracuse | 4.9 | 86.4 | 12
14543 | GREATER ROCHESTER INTL | Rochester | 7.1 | 85.6 | 12
14544 | GREATER BINGHAMTON AP | Binghamton | 4.5 | 82.3 | 12
14545 | BUFFALO NIAGARA INTL | Buffalo | 7.4 | 83.9 | 18
14546 | GREATER ROCHESTER INTL | Rochester | 7.1 | 85.6 | 12
14547 | GREATER BINGHAMTON AP | Binghamton | 4.5 | 82.3 | 12
14548 | SYRACUSE HANCOCK INTL | Syracuse | 4.9 | 86.4 | 12
14549 | CHAUTAUQUA COUNTY AP | Jamestown | 4.8 | 81.1 | 12
14550 | CHAUTAUQUA COUNTY AP | Jamestown | 4.8 | 81.1 | 12
14551 | SYRACUSE HANCOCK INTL | Syracuse | 4.9 | 86.4 | 12
14555 | SYRACUSE HANCOCK INTL | Syracuse | 4.9 | 86.4 | 12
14556 | BUFFALO NIAGARA INTL | Buffalo | 7.4 | 83.9 | 18
14557 | NIAGARA FALLS INTL | Niagara Falls | 6.9 | 85.2 | 18
14558 | GREATER ROCHESTER INTL | Rochester | 7.1 | 85.6 | 12
14559 | GREATER ROCHESTER INTL | Rochester | 7.1 | 85.6 | 12
14560 | BUFFALO NIAGARA INTL | Buffalo | 7.4 | 83.9 | 18
14561 | GREATER BINGHAMTON AP | Binghamton | 4.5 | 82.3 | 12
14563 | GREATER ROCHESTER INTL | Rochester | 7.1 | 85.6 | 12
14564 | GREATER ROCHESTER INTL | Rochester | 7.1 | 85.6 | 12
14568 | GREATER ROCHESTER INTL | Rochester | 7.1 | 85.6 | 12
14569 | CHAUTAUQUA COUNTY AP | Jamestown | 4.8 | 81.1 | 12
14571 | NIAGARA FALLS INTL | Niagara Falls | 6.9 | 85.2 | 18
14572 | GREATER BINGHAMTON AP | Binghamton | 4.5 | 82.3 | 12
14580 | GREATER ROCHESTER INTL | Rochester | 7.1 | 85.6 | 12
14585 | GREATER ROCHESTER INTL | Rochester | 7.1 | 85.6 | 12
14586 | GREATER ROCHESTER INTL | Rochester | 7.1 | 85.6 | 12
14588 | SYRACUSE HANCOCK INTL | Syracuse | 4.9 | 86.4 | 12
14589 | SYRACUSE HANCOCK INTL | Syracuse | 4.9 | 86.4 | 12
14590 | SYRACUSE HANCOCK INTL | Syracuse | 4.9 | 86.4 | 12
14591 | BUFFALO NIAGARA INTL | Buffalo | 7.4 | 83.9 | 18
14592 | BUFFALO NIAGARA INTL | Buffalo | 7.4 | 83.9 | 18
14602 | GREATER ROCHESTER INTL | Rochester | 7.1 | 85.6 | 12
14603 | GREATER ROCHESTER INTL | Rochester | 7.1 | 85.6 | 12
14604 | GREATER ROCHESTER INTL | Rochester | 7.1 | 85.6 | 12
14605 | GREATER ROCHESTER INTL | Rochester | 7.1 | 85.6 | 12
14606 | GREATER ROCHESTER INTL | Rochester | 7.1 | 85.6 | 12
14607 | GREATER ROCHESTER INTL | Rochester | 7.1 | 85.6 | 12
14608 | GREATER ROCHESTER INTL | Rochester | 7.1 | 85.6 | 12
14609 | GREATER ROCHESTER INTL | Rochester | 7.1 | 85.6 | 12
14610 | GREATER ROCHESTER INTL | Rochester | 7.1 | 85.6 | 12
14611 | GREATER ROCHESTER INTL | Rochester | 7.1 | 85.6 | 12
14612 | GREATER ROCHESTER INTL | Rochester | 7.1 | 85.6 | 12
14613 | GREATER ROCHESTER INTL | Rochester | 7.1 | 85.6 | 12
14614 | GREATER ROCHESTER INTL | Rochester | 7.1 | 85.6 | 12
14615 | GREATER ROCHESTER INTL | Rochester | 7.1 | 85.6 | 12
14616 | GREATER ROCHESTER INTL | Rochester | 7.1 | 85.6 | 12
14617 | GREATER ROCHESTER INTL | Rochester | 7.1 | 85.6 | 12
14618 | GREATER ROCHESTER INTL | Rochester | 7.1 | 85.6 | 12
14619 | GREATER ROCHESTER INTL | Rochester | 7.1 | 85.6 | 12
14620 | GREATER ROCHESTER INTL | Rochester | 7.1 | 85.6 | 12
14621 | GREATER ROCHESTER INTL | Rochester | 7.1 | 85.6 | 12
14622 | GREATER ROCHESTER INTL | Rochester | 7.1 | 85.6 | 12
14623 | GREATER ROCHESTER INTL | Rochester | 7.1 | 85.6 | 12
14624 | GREATER ROCHESTER INTL | Rochester | 7.1 | 85.6 | 12
14625 | GREATER ROCHESTER INTL | Rochester | 7.1 | 85.6 | 12
14626 | GREATER ROCHESTER INTL | Rochester | 7.1 | 85.6 | 12
14627 | GREATER ROCHESTER INTL | Rochester | 7.1 | 85.6 | 12
14638 | GREATER ROCHESTER INTL | Rochester | 7.1 | 85.6 | 12
14639 | GREATER ROCHESTER INTL | Rochester | 7.1 | 85.6 | 12
14642 | GREATER ROCHESTER INTL | Rochester | 7.1 | 85.6 | 12
14643 | GREATER ROCHESTER INTL | Rochester | 7.1 | 85.6 | 12
14644 | GREATER ROCHESTER INTL | Rochester | 7.1 | 85.6 | 12
14646 | GREATER ROCHESTER INTL | Rochester | 7.1 | 85.6 | 12
14647 | GREATER ROCHESTER INTL | Rochester | 7.1 | 85.6 | 12
14649 | GREATER ROCHESTER INTL | Rochester | 7.1 | 85.6 | 12
14650 | GREATER ROCHESTER INTL | Rochester | 7.1 | 85.6 | 12
14651 | GREATER ROCHESTER INTL | Rochester | 7.1 | 85.6 | 12
14652 | GREATER ROCHESTER INTL | Rochester | 7.1 | 85.6 | 12
14653 | GREATER ROCHESTER INTL | Rochester | 7.1 | 85.6 | 12
14692 | GREATER ROCHESTER INTL | Rochester | 7.1 | 85.6 | 12
14694 | GREATER ROCHESTER INTL | Rochester | 7.1 | 85.6 | 12
14701 | CHAUTAUQUA COUNTY AP | Jamestown | 4.8 | 81.1 | 12
14702 | CHAUTAUQUA COUNTY AP | Jamestown | 4.8 | 81.1 | 12
14706 | BUFFALO NIAGARA INTL | Buffalo | 7.4 | 83.9 | 18
14707 | CHAUTAUQUA COUNTY AP | Jamestown | 4.8 | 81.1 | 12
14708 | CHAUTAUQUA COUNTY AP | Jamestown | 4.8 | 81.1 | 12
14709 | CHAUTAUQUA COUNTY AP | Jamestown | 4.8 | 81.1 | 12
14710 | CHAUTAUQUA COUNTY AP | Jamestown | 4.8 | 81.1 | 12
14711 | BUFFALO NIAGARA INTL | Buffalo | 7.4 | 83.9 | 18
14712 | CHAUTAUQUA COUNTY AP | Jamestown | 4.8 | 81.1 | 12
14714 | CHAUTAUQUA COUNTY AP | Jamestown | 4.8 | 81.1 | 12
14715 | CHAUTAUQUA COUNTY AP | Jamestown | 4.8 | 81.1 | 12
14716 | CHAUTAUQUA COUNTY AP | Jamestown | 4.8 | 81.1 | 12
14717 | CHAUTAUQUA COUNTY AP | Jamestown | 4.8 | 81.1 | 12
14718 | CHAUTAUQUA COUNTY AP | Jamestown | 4.8 | 81.1 | 12
14719 | BUFFALO NIAGARA INTL | Buffalo | 7.4 | 83.9 | 18
14720 | CHAUTAUQUA COUNTY AP | Jamestown | 4.8 | 81.1 | 12
14721 | BUFFALO NIAGARA INTL | Buffalo | 7.4 | 83.9 | 18
14722 | CHAUTAUQUA COUNTY AP | Jamestown | 4.8 | 81.1 | 12
14723 | CHAUTAUQUA COUNTY AP | Jamestown | 4.8 | 81.1 | 12
14724 | CHAUTAUQUA COUNTY AP | Jamestown | 4.8 | 81.1 | 12
14726 | CHAUTAUQUA COUNTY AP | Jamestown | 4.8 | 81.1 | 12
14727 | CHAUTAUQUA COUNTY AP | Jamestown | 4.8 | 81.1 | 12
14728 | CHAUTAUQUA COUNTY AP | Jamestown | 4.8 | 81.1 | 12
14729 | CHAUTAUQUA COUNTY AP | Jamestown | 4.8 | 81.1 | 12
14730 | CHAUTAUQUA COUNTY AP | Jamestown | 4.8 | 81.1 | 12
14731 | CHAUTAUQUA COUNTY AP | Jamestown | 4.8 | 81.1 | 12
14732 | CHAUTAUQUA COUNTY AP | Jamestown | 4.8 | 81.1 | 12
14733 | CHAUTAUQUA COUNTY AP | Jamestown | 4.8 | 81.1 | 12
14735 | BUFFALO NIAGARA INTL | Buffalo | 7.4 | 83.9 | 18
14736 | CHAUTAUQUA COUNTY AP | Jamestown | 4.8 | 81.1 | 12
14737 | CHAUTAUQUA COUNTY AP | Jamestown | 4.8 | 81.1 | 12
14738 | CHAUTAUQUA COUNTY AP | Jamestown | 4.8 | 81.1 | 12
14739 | BUFFALO NIAGARA INTL | Buffalo | 7.4 | 83.9 | 18
14740 | CHAUTAUQUA COUNTY AP | Jamestown | 4.8 | 81.1 | 12
14741 | CHAUTAUQUA COUNTY AP | Jamestown | 4.8 | 81.1 | 12
14742 | CHAUTAUQUA COUNTY AP | Jamestown | 4.8 | 81.1 | 12
14743 | CHAUTAUQUA COUNTY AP | Jamestown | 4.8 | 81.1 | 12
14744 | CHAUTAUQUA COUNTY AP | Jamestown | 4.8 | 81.1 | 12
14745 | BUFFALO NIAGARA INTL | Buffalo | 7.4 | 83.9 | 18
14747 | CHAUTAUQUA COUNTY AP | Jamestown | 4.8 | 81.1 | 12
14748 | CHAUTAUQUA COUNTY AP | Jamestown | 4.8 | 81.1 | 12
14750 | CHAUTAUQUA COUNTY AP | Jamestown | 4.8 | 81.1 | 12
14751 | CHAUTAUQUA COUNTY AP | Jamestown | 4.8 | 81.1 | 12
14752 | CHAUTAUQUA COUNTY AP | Jamestown | 4.8 | 81.1 | 12
14753 | BUFFALO NIAGARA INTL | Buffalo | 7.4 | 83.9 | 18
14754 | BUFFALO NIAGARA INTL | Buffalo | 7.4 | 83.9 | 18
14755 | BUFFALO NIAGARA INTL | Buffalo | 7.4 | 83.9 | 18
14756 | CHAUTAUQUA COUNTY AP | Jamestown | 4.8 | 81.1 | 12
14757 | CHAUTAUQUA COUNTY AP | Jamestown | 4.8 | 81.1 | 12
14758 | CHAUTAUQUA COUNTY AP | Jamestown | 4.8 | 81.1 | 12
14760 | BUFFALO NIAGARA INTL | Buffalo | 7.4 | 83.9 | 18
14766 | BUFFALO NIAGARA INTL | Buffalo | 7.4 | 83.9 | 18
14767 | CHAUTAUQUA COUNTY AP | Jamestown | 4.8 | 81.1 | 12
14769 | CHAUTAUQUA COUNTY AP | Jamestown | 4.8 | 81.1 | 12
14770 | BUFFALO NIAGARA INTL | Buffalo | 7.4 | 83.9 | 18
14772 | CHAUTAUQUA COUNTY AP | Jamestown | 4.8 | 81.1 | 12
14774 | CHAUTAUQUA COUNTY AP | Jamestown | 4.8 | 81.1 | 12
14775 | CHAUTAUQUA COUNTY AP | Jamestown | 4.8 | 81.1 | 12
14777 | CHAUTAUQUA COUNTY AP | Jamestown | 4.8 | 81.1 | 12
14778 | BUFFALO NIAGARA INTL | Buffalo | 7.4 | 83.9 | 18
14779 | CHAUTAUQUA COUNTY AP | Jamestown | 4.8 | 81.1 | 12
14781 | CHAUTAUQUA COUNTY AP | Jamestown | 4.8 | 81.1 | 12
14782 | CHAUTAUQUA COUNTY AP | Jamestown | 4.8 | 81.1 | 12
14783 | CHAUTAUQUA COUNTY AP | Jamestown | 4.8 | 81.1 | 12
14784 | CHAUTAUQUA COUNTY AP | Jamestown | 4.8 | 81.1 | 12
14785 | CHAUTAUQUA COUNTY AP | Jamestown | 4.8 | 81.1 | 12
14786 | BUFFALO NIAGARA INTL | Buffalo | 7.4 | 83.9 | 18
14787 | CHAUTAUQUA COUNTY AP | Jamestown | 4.8 | 81.1 | 12
14788 | BUFFALO NIAGARA INTL | Buffalo | 7.4 | 83.9 | 18
14801 | ELMIRA CORNING REGIONAL | Elmira | 4.8 | 86.4 | 6
14802 | CHAUTAUQUA COUNTY AP | Jamestown | 4.8 | 81.1 | 12
14803 | CHAUTAUQUA COUNTY AP | Jamestown | 4.8 | 81.1 | 12
14804 | CHAUTAUQUA COUNTY AP | Jamestown | 4.8 | 81.1 | 12
14805 | ELMIRA CORNING REGIONAL | Elmira | 4.8 | 86.4 | 6
14806 | CHAUTAUQUA COUNTY AP | Jamestown | 4.8 | 81.1 | 12
14807 | BUFFALO NIAGARA INTL | Buffalo | 7.4 | 83.9 | 18
14808 | GREATER BINGHAMTON AP | Binghamton | 4.5 | 82.3 | 12
14809 | GREATER BINGHAMTON AP | Binghamton | 4.5 | 82.3 | 12
14810 | ELMIRA CORNING REGIONAL | Elmira | 4.8 | 86.4 | 6
14812 | ELMIRA CORNING REGIONAL | Elmira | 4.8 | 86.4 | 6
14813 | CHAUTAUQUA COUNTY AP | Jamestown | 4.8 | 81.1 | 12
14814 | ELMIRA CORNING REGIONAL | Elmira | 4.8 | 86.4 | 6
14815 | ELMIRA CORNING REGIONAL | Elmira | 4.8 | 86.4 | 6
14816 | ELMIRA CORNING REGIONAL | Elmira | 4.8 | 86.4 | 6
14817 | GREATER BINGHAMTON AP | Binghamton | 4.5 | 82.3 | 12
14818 | GREATER BINGHAMTON AP | Binghamton | 4.5 | 82.3 | 12
14819 | ELMIRA CORNING REGIONAL | Elmira | 4.8 | 86.4 | 6
14820 | ELMIRA CORNING REGIONAL | Elmira | 4.8 | 86.4 | 6
14821 | ELMIRA CORNING REGIONAL | Elmira | 4.8 | 86.4 | 6
14822 | CHAUTAUQUA COUNTY AP | Jamestown | 4.8 | 81.1 | 12
14823 | BUFFALO NIAGARA INTL | Buffalo | 7.4 | 83.9 | 18
14824 | ELMIRA CORNING REGIONAL | Elmira | 4.8 | 86.4 | 6
14825 | ELMIRA CORNING REGIONAL | Elmira | 4.8 | 86.4 | 6
14826 | GREATER BINGHAMTON AP | Binghamton | 4.5 | 82.3 | 12
14827 | ELMIRA CORNING REGIONAL | Elmira | 4.8 | 86.4 | 6
14830 | ELMIRA CORNING REGIONAL | Elmira | 4.8 | 86.4 | 6
14831 | ELMIRA CORNING REGIONAL | Elmira | 4.8 | 86.4 | 6
14836 | CHAUTAUQUA COUNTY AP | Jamestown | 4.8 | 81.1 | 12
14837 | GREATER BINGHAMTON AP | Binghamton | 4.5 | 82.3 | 12
14838 | ELMIRA CORNING REGIONAL | Elmira | 4.8 | 86.4 | 6
14839 | GREATER BINGHAMTON AP | Binghamton | 4.5 | 82.3 | 12
14840 | ELMIRA CORNING REGIONAL | Elmira | 4.8 | 86.4 | 6
14841 | GREATER BINGHAMTON AP | Binghamton | 4.5 | 82.3 | 12
14842 | ELMIRA CORNING REGIONAL | Elmira | 4.8 | 86.4 | 6
14843 | BUFFALO NIAGARA INTL | Buffalo | 7.4 | 83.9 | 18
14845 | ELMIRA CORNING REGIONAL | Elmira | 4.8 | 86.4 | 6
14846 | CHAUTAUQUA COUNTY AP | Jamestown | 4.8 | 81.1 | 12
14847 | GREATER BINGHAMTON AP | Binghamton | 4.5 | 82.3 | 12
14850 | GREATER BINGHAMTON AP | Binghamton | 4.5 | 82.3 | 12
14851 | ELMIRA CORNING REGIONAL | Elmira | 4.8 | 86.4 | 6
14852 | ELMIRA CORNING REGIONAL | Elmira | 4.8 | 86.4 | 6
14853 | ELMIRA CORNING REGIONAL | Elmira | 4.8 | 86.4 | 6
14854 | GREATER BINGHAMTON AP | Binghamton | 4.5 | 82.3 | 12
14855 | GREATER BINGHAMTON AP | Binghamton | 4.5 | 82.3 | 12
14856 | ELMIRA CORNING REGIONAL | Elmira | 4.8 | 86.4 | 6
14857 | ELMIRA CORNING REGIONAL | Elmira | 4.8 | 86.4 | 6
14858 | ELMIRA CORNING REGIONAL | Elmira | 4.8 | 86.4 | 6
14859 | GREATER BINGHAMTON AP | Binghamton | 4.5 | 82.3 | 12
14860 | GREATER BINGHAMTON AP | Binghamton | 4.5 | 82.3 | 12
14861 | ELMIRA CORNING REGIONAL | Elmira | 4.8 | 86.4 | 6
14863 | GREATER BINGHAMTON AP | Binghamton | 4.5 | 82.3 | 12
14864 | ELMIRA CORNING REGIONAL | Elmira | 4.8 | 86.4 | 6
14865 | ELMIRA CORNING REGIONAL | Elmira | 4.8 | 86.4 | 6
14867 | GREATER BINGHAMTON AP | Binghamton | 4.5 | 82.3 | 12
14869 | ELMIRA CORNING REGIONAL | Elmira | 4.8 | 86.4 | 6
14870 | ELMIRA CORNING REGIONAL | Elmira | 4.8 | 86.4 | 6
14871 | ELMIRA CORNING REGIONAL | Elmira | 4.8 | 86.4 | 6
14872 | ELMIRA CORNING REGIONAL | Elmira | 4.8 | 86.4 | 6
14873 | GREATER BINGHAMTON AP | Binghamton | 4.5 | 82.3 | 12
14874 | GREATER BINGHAMTON AP | Binghamton | 4.5 | 82.3 | 12
14876 | ELMIRA CORNING REGIONAL | Elmira | 4.8 | 86.4 | 6
14877 | GREATER BINGHAMTON AP | Binghamton | 4.5 | 82.3 | 12
14878 | ELMIRA CORNING REGIONAL | Elmira | 4.8 | 86.4 | 6
14879 | ELMIRA CORNING REGIONAL | Elmira | 4.8 | 86.4 | 6
14880 | BUFFALO NIAGARA INTL | Buffalo | 7.4 | 83.9 | 18
14881 | GREATER BINGHAMTON AP | Binghamton | 4.5 | 82.3 | 12
14882 | GREATER BINGHAMTON AP | Binghamton | 4.5 | 82.3 | 12
14883 | GREATER BINGHAMTON AP | Binghamton | 4.5 | 82.3 | 12
14884 | CHAUTAUQUA COUNTY AP | Jamestown | 4.8 | 81.1 | 12
14885 | GREATER BINGHAMTON AP | Binghamton | 4.5 | 82.3 | 12
14886 | GREATER BINGHAMTON AP | Binghamton | 4.5 | 82.3 | 12
14887 | ELMIRA CORNING REGIONAL | Elmira | 4.8 | 86.4 | 6
14889 | GREATER BINGHAMTON AP | Binghamton | 4.5 | 82.3 | 12
14891 | ELMIRA CORNING REGIONAL | Elmira | 4.8 | 86.4 | 6
14892 | ELMIRA CORNING REGIONAL | Elmira | 4.8 | 86.4 | 6
14893 | GREATER BINGHAMTON AP | Binghamton | 4.5 | 82.3 | 12
14894 | ELMIRA CORNING REGIONAL | Elmira | 4.8 | 86.4 | 6
14895 | BUFFALO NIAGARA INTL | Buffalo | 7.4 | 83.9 | 18
14897 | CHAUTAUQUA COUNTY AP | Jamestown | 4.8 | 81.1 | 12
14898 | ELMIRA CORNING REGIONAL | Elmira | 4.8 | 86.4 | 6
14901 | ELMIRA CORNING REGIONAL | Elmira | 4.8 | 86.4 | 6
14902 | ELMIRA CORNING REGIONAL | Elmira | 4.8 | 86.4 | 6
14903 | ELMIRA CORNING REGIONAL | Elmira | 4.8 | 86.4 | 6
14904 | ELMIRA CORNING REGIONAL | Elmira | 4.8 | 86.4 | 6
14905 | ELMIRA CORNING REGIONAL | Elmira | 4.8 | 86.4 | 6

## Additional BTU Calcs
Our suggested design temperatures based on your project Weather Station: |  | Project Zip Code | 0 | Outdoor Condenser BTU Estimators for Equipment Capacity @ Design Temp Use best data from manufacturer, NEEP, or AHRI below **
BTU Calculator Help
[5 empty] | Heating BTU Estimators |  |  |  |  | Cooling BTU Estimators |  |  | Use when maximum heating capacity, or lowest-speed cooling capacity information, is not available at the exact design temperatures from the Manual J. To use this tool, we must have configurations available of capacity and design temperature that bracket our Manual J design temperature. Using the NEEP Cutsheet, or Manufacturer’s Expanded Performance Data, enter the two nearest (colder and warmer) design temperature/capacity configurations. Then enter the respective Manual J design temperature in between them: the cell to the right will provide you with the estimated Btu/h capacity.
Heating | Cooling | Unit 1 |  | Heating |  | Degree | Max BTUs |  | Cooling | Degree | Min BTUs
#N/A | #N/A |  |  |  | Nearest COLDER data = |  |  |  | Nearest COLDER data =
[5 empty] | (Man J) Design Temp* = | #N/A |  | <-- Inferred Capacity | (Man J) Design Temp* = | #N/A |  | <-- Inferred Capacity
On the Calculator, you entered these temps below as your preference |  |  |  |  | Nearest WARMER data = |  |  |  | Nearest WARMER data =
Heating | Cooling | Unit 2 |  | Heating |  | Degree | Max BTUs |  | Cooling | Degree | Min BTUs
[5 empty] | Nearest COLDER data = |  |  |  | Nearest COLDER data =
[5 empty] | (Man J) Design Temp* = | #N/A |  | <-- Inferred Capacity | (Man J) Design Temp* = | #N/A |  | <-- Inferred Capacity
[5 empty] | Nearest WARMER data = |  |  |  | Nearest WARMER data =
|  | Unit 3 |  | Heating |  | Degree | Max BTUs |  | Cooling | Degree | Min BTUs
[5 empty] | Nearest COLDER data = |  |  |  | Nearest COLDER data =
[5 empty] | (Man J) Design Temp* = | #N/A |  | <-- Inferred Capacity for that model | (Man J) Design Temp* = | #N/A |  | <-- Inferred Capacity for that model
[5 empty] | Nearest WARMER data = |  |  |  | Nearest WARMER data =
|  | Unit 4 |  | Heating |  | Degree | Max BTUs |  | Cooling | Degree | Min BTUs
[5 empty] | Nearest COLDER data = |  |  |  | Nearest COLDER data =
[5 empty] | (Man J) Design Temp* = | #N/A |  | <-- Inferred Capacity | (Man J) Design Temp* = | #N/A |  | <-- Inferred Capacity
[5 empty] | Nearest WARMER data = |  |  |  | Nearest WARMER data =
|  | Unit 5 |  | Heating |  | Degree | Max BTUs |  | Cooling | Degree | Min BTUs
[5 empty] | Nearest COLDER data = |  |  |  | Nearest COLDER data =
[5 empty] | (Man J) Design Temp* = | #N/A |  | <-- Inferred Capacity | (Man J) Design Temp* = | #N/A |  | <-- Inferred Capacity
[5 empty] | Nearest WARMER data = |  |  |  | Nearest WARMER data =
|  | Unit 6 |  | Heating |  | Degree | Max BTUs |  | Cooling | Degree | Min BTUs
[5 empty] | Nearest COLDER data = |  |  |  | Nearest COLDER data =
[5 empty] | (Man J) Design Temp* = | #N/A |  | <-- Inferred Capacity | (Man J) Design Temp* = | #N/A |  | <-- Inferred Capacity
[5 empty] | Nearest WARMER data = |  |  |  | Nearest WARMER data =
|  | Unit 7 |  | Heating |  | Degree | Max BTUs |  | Cooling | Degree | Min BTUs
[5 empty] | Nearest COLDER data = |  |  |  | Nearest COLDER data =
[5 empty] | (Man J) Design Temp* = | #N/A |  | <-- Inferred Capacity | (Man J) Design Temp* = | #N/A |  | <-- Inferred Capacity
[5 empty] | Nearest WARMER data = |  |  |  | Nearest WARMER data =
|  | Unit 8 |  | Heating |  | Degree | Max BTUs |  | Cooling | Degree | Min BTUs
[5 empty] | Nearest COLDER data = |  |  |  | Nearest COLDER data =
[5 empty] | (Man J) Design Temp* = | #N/A |  | <-- Inferred Capacity | (Man J) Design Temp* = | #N/A |  | <-- Inferred Capacity
[5 empty] | Nearest WARMER data = |  |  |  | Nearest WARMER data =
Note on G6: i.e. What's the temperature on NEEP (or your other data) that's colder than the ManJ temp?
Note on M6: i.e. What's the temperature on NEEP (or your other data) that's colder than the ManJ temp?
Note on G8: i.e. What's the temperature on NEEP (or your other data) that's warmer than the ManJ temp?
Note on M8: i.e. What's the temperature on NEEP (or your other data) that's warmer than the ManJ temp?
Note on G12: i.e. What's the temperature on NEEP (or your other data) that's colder than the ManJ temp?
Note on M12: i.e. What's the temperature on NEEP (or your other data) that's colder than the ManJ temp?
Note on G14: i.e. What's the temperature on NEEP (or your other data) that's warmer than the ManJ temp?
Note on M14: i.e. What's the temperature on NEEP (or your other data) that's warmer than the ManJ temp?
Note on G18: i.e. What's the temperature on NEEP (or your other data) that's colder than the ManJ temp?
Note on M18: i.e. What's the temperature on NEEP (or your other data) that's colder than the ManJ temp?
Note on G20: i.e. What's the temperature on NEEP (or your other data) that's warmer than the ManJ temp?
Note on M20: i.e. What's the temperature on NEEP (or your other data) that's warmer than the ManJ temp?
Note on G24: i.e. What's the temperature on NEEP (or your other data) that's colder than the ManJ temp?
Note on M24: i.e. What's the temperature on NEEP (or your other data) that's colder than the ManJ temp?
Note on G26: i.e. What's the temperature on NEEP (or your other data) that's warmer than the ManJ temp?
Note on M26: i.e. What's the temperature on NEEP (or your other data) that's warmer than the ManJ temp?
Note on G30: i.e. What's the temperature on NEEP (or your other data) that's colder than the ManJ temp?
Note on M30: i.e. What's the temperature on NEEP (or your other data) that's colder than the ManJ temp?
Note on G32: i.e. What's the temperature on NEEP (or your other data) that's warmer than the ManJ temp?
Note on M32: i.e. What's the temperature on NEEP (or your other data) that's warmer than the ManJ temp?
Note on G36: i.e. What's the temperature on NEEP (or your other data) that's colder than the ManJ temp?
Note on M36: i.e. What's the temperature on NEEP (or your other data) that's colder than the ManJ temp?
Note on G38: i.e. What's the temperature on NEEP (or your other data) that's warmer than the ManJ temp?
Note on M38: i.e. What's the temperature on NEEP (or your other data) that's warmer than the ManJ temp?
Note on G42: i.e. What's the temperature on NEEP (or your other data) that's colder than the ManJ temp?
Note on M42: i.e. What's the temperature on NEEP (or your other data) that's colder than the ManJ temp?
Note on G44: i.e. What's the temperature on NEEP (or your other data) that's warmer than the ManJ temp?
Note on M44: i.e. What's the temperature on NEEP (or your other data) that's warmer than the ManJ temp?
Note on G48: i.e. What's the temperature on NEEP (or your other data) that's colder than the ManJ temp?
Note on M48: i.e. What's the temperature on NEEP (or your other data) that's colder than the ManJ temp?
Note on G50: i.e. What's the temperature on NEEP (or your other data) that's warmer than the ManJ temp?
Note on M50: i.e. What's the temperature on NEEP (or your other data) that's warmer than the ManJ temp?